## menu
Version 6,1 (CM)
Nota 1 : pour les calculs l'impédance homopolaire du transformateur (Zo/3) =
Nota 2 : En neutre compensé la Résistance parallèle de l'IC génère un Iactif =
Nota : si l'affichage des courbes est tronqué; appuyer sur :
Cet outil permet de visualiser des courbes de sensibilité en fonction du régime de neutre.
Lisez moi
Sensibilité PAH et PWH départ ; PAH et PVH arrivée NI et NC , simple attache en fonction du capacitif - Trsv, Trsw en neutre compensé
Conversion Seuil Watt (SW) en Seuil Intensité (SI) départ pour du neutre impédant et compensé
Conversion Seuil Intensité (SI) en Seuil Watt (SW) départ pour du neutre impédant et compensé
Courbe de Beta en fonction du régime de neutre
RAZ
Sensibilité PAH et PWH départ ; PAH et PVH arrivée NI et NC , double attaches en fonction du capacitif - Trsv, Trsw en neutre compensé
Courbe surtension aux bornes de la Terre des masses (Rm) en fonction du régime de neutre

## info1
info de la boite de dialogue
RPN 80W
Neutre
compensé
BPN
40W+j40W
IL :
PWH
8kW
PVH
35%Vn
PVH
40%Vn
PVH
4%VN
Modifier uniquement :
3Io des départs
Unominal
Rdéfaut
Selectionner un régime de neutre

## info2
info directionnelle de terre
RPN 80W
Neutre
compensé
BPN
40W+j40W
IL :
PWH
8kW
PVH
35%Vn
PVH
40%Vn
PVH
4%VN
Modifier uniquement :
3Io des départs
Unominal
Rdéfaut
Selectionner un régime de neutre

## Maquette
RAZ

## MaquettesensNIDA
RAZ

## MaquettesensNI
RAZ
Déphasage de Ir par rapport à -Vr (départ en défaut)
(départ sains : Ir en retard de -90° par rapport à -Vr)

## MaquettePAH
RAZ

## MaquetteSWSI
RAZ

## MaquetteSISW
RAZ
Déphasage de Ir par rapport à -Vr (départ en défaut)
Départs sains : Ir en retard de -90° par rapport à-Vr

## Maquettebeta
RAZ

## Maquettesurtension
RAZ

## choix1
sensibilté PVH PWH en NEUTRE COMPENSE
RPN 80W
Neutre
compensé
BPN
40W+j40W
IL :
Sensibilité PWH
PWH
8kW
PVH
35%Vn
PVH
40%Vn
PVH
4%VN
Modifier uniquement :
3Io des départs
Unominal
Rdéfaut
Selectionner un régime de neutre
Sensibilité PVH
en kW
en %
Tension HTA
en V
Idéfaut (accord):
Idéfaut (accord):
Menu

## choix2
sensibilité PWH PVH PAH en NEUTRE IMPEDANT et NEUTRE COMPENSE - Simple attache
RPN 80W
Neutre
compensé
BPN
40W+j40W
IL :
PWH
8kW
PVH
35%Vn
PVH
40%Vn
PVH
4%VN
Modifier uniquement :
3Io des départs
Unominal
Rdéfaut
Selectionner un régime de neutre
Sensibilité PWH départ
en kW
Tension HTA
en V
Regime de neutre : R série
X série
r série
Menu
Sensibilité PVH arrivée
en %
Pour le neutre compensé :
sélectionner NC pour Rs
Puis IL : +/- 40A
rs : NC
Sensibilité PAH départ
en A
3Io aval Dd
A
Sensibilité PAH arrivée
en A
|Qr/Pr| (Q+P-)
Sensibilité PAH transfo
en A
Trsv max
Trsw max
Afficher angle ( Ir ; -Vr)
|Qr/Pr| (Q-P-)
Vr % :
Ia :
Angle
(Ir,-Vr)
Définir la Zone de fonctionement
T Epatr
Zone

## choix2DA
sensibilité PWH PVH PAH en NEUTRE IMPEDANT et NEUTRE COMPENSE -double attaches
RPN 80W
Neutre
compensé
BPN
40W+j40W
IL :
PWH
8kW
PVH
35%Vn
PVH
40%Vn
PVH
4%VN
Modifier uniquement :
3Io des départs
Unominal
Rdéfaut
Selectionner un régime de neutre
Sensibilité PWH départ
en kW
Tension HTA
en V
Regime de neutre : R série
X série
r série
Menu
Sensibilité PVH arrivée
en %
Pour le neutre compensé :
sélectionner NC pour Rs, Xs, rs.
Puis IL : +/- 40A
rs : NC
Sensibilité PAH départ
en A
Sensibilité PAH arrivée
en A
Qr/Pr
Sensibilité PAH transfo
en A
Trsv max
Trsw max
A
3Io aval Ard- 3Io aval Dd
3Io aval Dd
A
T Epatr

## choix3
sensibilité PWH PVH PAH en NEUTRE IMPEDANT et NEUTRE COMPENSE
RPN 80W
Neutre
compensé
BPN
40W+j40W
IL :
PWH
8kW
PVH
35%Vn
PVH
40%Vn
PVH
4%VN
Modifier uniquement :
3Io des départs
Unominal
Rdéfaut
Selectionner un régime de neutre
Sensibilité PWH
en kW
Tension HTA
en V
Regime de neutre : R série
X série
r série
Menu
Sensibilité PVH
en %
Sensibilité PAH arrivée
en A
avec capacitif attache saine
A
Pour le neutre compensé :
sélectionner NC pour Rs, Xs, rs.
Puis IL :
rs : NC

## choix4
Conversion SW en SI pour du NEUTRE IMPEDANT et NEUTRE COMPENSE
RPN 80W
Neutre
compensé
BPN
40W+j40W
IL :
PWH
8kW
PVH
35%Vn
PVH
40%Vn
PVH
4%VN
Modifier uniquement :
3Io des départs
Unominal
Rdéfaut
Selectionner un régime de neutre
Sensibilité PWH
en kW
Tension HTA
en V
Regime de neutre : R série
X série
r série
Menu
% Vr =
d'ou
Pour le neutre compensé :
sélectionner NC pour Rs, Xs, rs.
Puis IL :
rs : NC
3Io aval Dd
A
d'ou
Iactif =

## choix5
Conversion SI en SW pour du NEUTRE IMPEDANT
RPN 80W
Neutre
compensé
BPN
40W+j40W
IL :
PWH
8kW
PVH
35%Vn
PVH
40%Vn
PVH
4%VN
Modifier uniquement :
3Io des départs
Unominal
Rdéfaut
Selectionner un régime de neutre
Sensibilité PAH
en A
Tension HTA
en V
Regime de neutre : R série
X série
r série
Menu
Pour le neutre compensé :
sélectionner NC pour Rs, Xs, rs.
Puis IL :
rs : NC
3Io aval Dd
A
Affichage angle Ir par rapport à -Vr

## choix6
Courbe de Beta
RPN 80W
Neutre
compensé
BPN
40W+j40W
IL :
PWH
8kW
PVH
35%Vn
PVH
40%Vn
PVH
4%VN
Modifier uniquement :
3Io des départs
Unominal
Rdéfaut
Selectionner un régime de neutre
Si double attache, Capacitif aval attache saine
en A
Tension HTA
en V
Regime de neutre : R série
X série
r série
Menu
Résultat de Béta mini

## calcul (hidden)
| Vn: | 11777.9455 | Vo (%): | 10 | 1177.7945 |  | Rn : | 617.7648
désaccord | 0 | 20 | 40 | 60 | 80 | 100 | 120 | 140 | 160 | 180 | 200
angle désa | 0 | 0.80932 | 1.126 | 1.2631 | 1.3368 | 1.3824 | 1.4132 | 1.4354 | 1.4522 | 1.4653 | 1.4758
angle VoV1 | 3.14 | 2.3307 | 2.014 | 1.8769 | 1.8032 | 1.7576 | 1.7268 | 1.7046 | 1.6878 | 1.6747 | 1.6642
Ax2 | 1 | 1 | 1 | 1 | 1 | 1 | 1 | 1 | 1 | 1 | 1
Bx | 2355.5861 | 1622.6223 | 1010.1303 | 709.7808 | 542.4352 | 437.4709 | 365.9109 | 314.1363 | 274.992 | 244.3827 | 219.8031
C | -137332800 | -137332800 | -137332800 | -137332800 | -137332800 | -137332800 | -137332800 | -137332800 | -137332800 | -137332800 | -137332800
D | 554879985.9252 | 551964103.0017 | 550351563.2048 | 549834988.7717 | 549625435.9268 | 549522580.7964 | 549465090.7968 | 549429881.6014 | 549406820.5788 | 549390922.8922 | 549379513.4109
solution 1 | 10600.1523 | 10935.647 | 11224.7213 | 11369.3898 | 11450.8283 | 11502.2135 | 11537.3804 | 11562.8922 | 11582.2184 | 11597.3535 | 11609.5216
solution 2 | -12955.7384 | -12558.2693 | -12234.8516 | -12079.1706 | -11993.2634 | -11939.6844 | -11903.2913 | -11877.0285 | -11857.2104 | -11841.7362 | -11829.3247
I actif | 1.9065 | 1.9065 | 1.9065 | 1.9065 | 1.9065 | 1.9065 | 1.9065 | 1.9065 | 1.9065 | 1.9065 | 1.9065
Idef | 1.9065 | 2.7631 | 4.446 | 6.3273 | 8.2794 | 10.2659 | 12.2736 | 14.2964 | 16.3315 | 18.377 | 20.4321
Rd | 5559.8838 | 3957.6987 | 2524.6841 | 1796.8651 | 1383.053 | 1120.4299 | 940.019 | 808.7953 | 709.1953 | 631.0785 | 568.2013
| PWH(kw): | 20 | Vo | 2029.392 |  |  | Rn : | 617.7648
| Vn: | 11777.9455 |  |  | 2029.392
désaccord | 0 | 20 | 40 | 60 | 80 | 100 | 120 | 140 | 160 | 180 | 200
angle désa | 0 | 0.80932 | 1.126 | 1.2631 | 1.3368 | 1.3824 | 1.4132 | 1.4354 | 1.4522 | 1.4653 | 1.4758
angle VoV1 | 3.14 | 2.3307 | 2.014 | 1.8769 | 1.8032 | 1.7576 | 1.7268 | 1.7046 | 1.6878 | 1.6747 | 1.6642
Ax2 | 1 | 1 | 1 | 1 | 1 | 1 | 1 | 1 | 1 | 1 | 1
Bx | 4058.7789 | 2795.8498 | 1740.4991 | 1222.9836 | 934.6398 | 753.7817 | 630.4807 | 541.2707 | 473.8233 | 421.0821 | 378.7305
C | -134601568.0798 | -134601568.0798 | -134601568.0798 | -134601568.0798 | -134601568.0798 | -134601568.0798 | -134601568.0798 | -134601568.0798 | -134601568.0798 | -134601568.0798 | -134601568.0798
D | 554879958.2137 | 546223048.3896 | 541435609.3958 | 539901961.303 | 539279823.8134 | 538974459.1565 | 538803778.1807 | 538699246.2645 | 538630780.8296 | 538583582.4874 | 538549709.0936
solution 1 | 9748.5556 | 10287.7827 | 10764.1349 | 11006.4034 | 11143.8797 | 11231.0209 | 11290.8333 | 11334.3124 | 11367.2986 | 11393.1607 | 11413.9717
solution 2 | -13807.3345 | -13083.6325 | -12504.634 | -12229.3871 | -12078.5195 | -11984.8026 | -11921.3139 | -11875.5831 | -11841.1219 | -11814.2429 | -11792.7021
I actif | 3.2851 | 3.2851 | 3.2851 | 3.2851 | 3.2851 | 3.2851 | 3.2851 | 3.2851 | 3.2851 | 3.2851 | 3.2851
Idef | 3.2851 | 4.761 | 7.635 | 10.8476 | 14.1704 | 17.5408 | 20.9359 | 24.3453 | 27.7637 | 31.1883 | 34.6171
Rd | 2967.5461 | 2160.8451 | 1409.8352 | 1014.6357 | 786.42 | 640.2798 | 539.3058 | 465.5652 | 409.4297 | 365.3026 | 329.7206
UHTA | 20400
|  |  |  | Rp | 600
|  | IL | 400 | Xp | 29.4449
calcul Id pwh réglée à : |  | 20 |  |  |  | calcul Id pvh réglée à : |  | 10
3IoT | 400 |  |  |  |  | 3IoT | 400
Vn | 11777.9455 |  |  |  |  | Vn | 11777.9455
Rd | 2967.5461 |  |  |  |  | Rd | 5559.8838
1/Xc | 0.033962 |  |  |  |  | 1/Xc | 0.033962
1/Xl-1/Xc | 0 |  |  |  |  | 1/Xl-1/Xc | 0
modu Zo | 600 |  |  |  |  | modu Zo | 600
argu Zo:rd | 0 |  |  |  |  | argu Zo:rd | 0
Zo(x) | 600 |  |  |  |  | Zo(x) | 600
Zo(y) | 0 |  |  |  |  | Zo(y) | 0
Zo | #NAME? |  |  |  |  | Zo | #NAME?
Ze=Rd+Zo | #NAME? |  |  |  |  | Ze=Rd+Zo | #NAME?
Id'=Vn/Ze | #NAME? |  |  |  |  | Id'=Vn/Ze | #NAME?
module Id | #NAME? |  |  |  |  | module Id | #NAME?
argum Id | #NAME? |  |  |  |  | argum Id | #NAME?
Note on B32: Info venant de calcul NI
Note on J1: Marcoz christian: neutre compensé Cette feuille permet le calcul de sensibilité des PWH Rd=f(desaccord), PVH Rd=f(desaccord),

## choix7
Cacul des surtensions aux bornes d'un défaut en fonction de la résistance de la Terre des Masses (Rm)
RPN 80W
Neutre
compensé
BPN
40W+j40W
IL :
PWH
8kW
PVH
35%Vn
PVH
40%Vn
PVH
4%VN
Modifier uniquement :
3Io des départs
Unominal
Rdéfaut
Selectionner un régime de neutre
Tension HTA
en V
Regime de neutre : R série
X série
r série
Menu
Pour le neutre compensé :
sélectionner NC pour Rs.
Puis IL : +/- 40A
rs : NC
Rm
en W. Surtension avec neutre selectionné
Surtension avec neutre RPN 40
Surtension avec neutre RPN 40 + BPN j40
Politique des terres
Avant 2001 : Rm=30W - RnBT=15W - Couplage < 15%
Après 2001 :
Neutre Impédant : Rm=10W - RnBT=5W - Couplage < 15%
Neutre Compensé :Rm=30W - RnBT=15W - Couplage < 15%
rs : NC

## calculNI (hidden)
| PWH(kW) | 0 | Vo | 0 | % | 0 | rpn : | 81.0426 |  |  | 0
| Vn: | 11777.9455 |  |  | 0 |  | Xop/3 // : | 95.225 |  |  | 0
| UHTA | 20400 |  |  | Iactif = | 0 | Iselfique | 123.6854 | 3Io aval réduit | #NAME?
capacitif total(x) | 0 | 10 | 20 | 30 | 40 | 50 | 60 | 70 | 80 | 90 | 100 | 110 | 120 | 130 | 140 | 150 | 160 | 170 | 180 | 190 | 200 | 210 | 220 | 230 | 240 | 250 | 260 | 270 | 280 | 290 | 300 | 310 | 320 | 330 | 340 | 350 | 360 | 370 | 380 | 390 | 400 | 410 | 420 | 430 | 440 | 450 | 460 | 470 | 480 | 490 | 500 | 510 | 520 | 530 | 540 | 550 | 560 | 570 | 580 | 590 | 600 | 610 | 620 | 630 | 640 | 650 | 660 | 670 | 680 | 690 | 700 | 710 | 720 | 730 | 740 | 750 | 760 | 770 | 780 | 790 | 800 | 810 | 820 | 830
IC-IL | -123.6854 | -113.6854 | -103.6854 | -93.6854 | -83.6854 | -73.6854 | -63.6854 | -53.6854 | -43.6854 | -33.6854 | -23.6854 | -13.6854 | -3.6854 | 6.3146 | 16.3146 | 26.3146 | 36.3146 | 46.3146 | 56.3146 | 66.3146 | 76.3146 | 86.3146 | 96.3146 | 106.3146 | 116.3146 | 126.3146 | 136.3146 | 146.3146 | 156.3146 | 166.3146 | 176.3146 | 186.3146 | 196.3146 | 206.3146 | 216.3146 | 226.3146 | 236.3146 | 246.3146 | 256.3146 | 266.3146 | 276.3146 | 286.3146 | 296.3146 | 306.3146 | 316.3146 | 326.3146 | 336.3146 | 346.3146 | 356.3146 | 366.3146 | 376.3146 | 386.3146 | 396.3146 | 406.3146 | 416.3146 | 426.3146 | 436.3146 | 446.3146 | 456.3146 | 466.3146 | 476.3146 | 486.3146 | 496.3146 | 506.3146 | 516.3146 | 526.3146 | 536.3146 | 546.3146 | 556.3146 | 566.3146 | 576.3146 | 586.3146 | 596.3146 | 606.3146 | 616.3146 | 626.3146 | 636.3146 | 646.3146 | 656.3146 | 666.3146 | 676.3146 | 686.3146 | 696.3146 | 706.3146
angle désaccord | -0.70511 | -0.66383 | -0.61969 | -0.5726 | -0.52246 | -0.46925 | -0.41301 | -0.35385 | -0.292 | -0.22776 | -0.16156 | -0.093891 | -0.025354 | 0.043422 | 0.11179 | 0.17913 | 0.24486 | 0.30851 | 0.36968 | 0.42808 | 0.48353 | 0.53594 | 0.58527 | 0.63158 | 0.67495 | 0.71551 | 0.7534 | 0.78877 | 0.8218 | 0.85263 | 0.88143 | 0.90835 | 0.93354 | 0.95712 | 0.97922 | 0.99995 | 1.0194 | 1.0377 | 1.055 | 1.0713 | 1.0866 | 1.1011 | 1.1148 | 1.1278 | 1.1401 | 1.1518 | 1.1629 | 1.1735 | 1.1835 | 1.1931 | 1.2022 | 1.211 | 1.2193 | 1.2273 | 1.2349 | 1.2423 | 1.2493 | 1.256 | 1.2625 | 1.2687 | 1.2747 | 1.2804 | 1.2859 | 1.2913 | 1.2964 | 1.3014 | 1.3062 | 1.3108 | 1.3153 | 1.3196 | 1.3238 | 1.3278 | 1.3317 | 1.3355 | 1.3392 | 1.3428 | 1.3463 | 1.3496 | 1.3529 | 1.356 | 1.3591 | 1.3621 | 1.365 | 1.3679
angle VoV1 | 3.8451 | 3.8038 | 3.7597 | 3.7126 | 3.6625 | 3.6092 | 3.553 | 3.4939 | 3.432 | 3.3678 | 3.3016 | 3.2339 | 3.1654 | 3.0966 | 3.0282 | 2.9609 | 2.8951 | 2.8315 | 2.7703 | 2.7119 | 2.6565 | 2.6041 | 2.5547 | 2.5084 | 2.465 | 2.4245 | 2.3866 | 2.3512 | 2.3182 | 2.2874 | 2.2586 | 2.2316 | 2.2065 | 2.1829 | 2.1608 | 2.14 | 2.1206 | 2.1023 | 2.085 | 2.0687 | 2.0534 | 2.0389 | 2.0252 | 2.0122 | 1.9999 | 1.9882 | 1.9771 | 1.9665 | 1.9565 | 1.9469 | 1.9378 | 1.929 | 1.9207 | 1.9127 | 1.9051 | 1.8977 | 1.8907 | 1.884 | 1.8775 | 1.8713 | 1.8653 | 1.8596 | 1.8541 | 1.8487 | 1.8436 | 1.8386 | 1.8338 | 1.8292 | 1.8247 | 1.8204 | 1.8162 | 1.8122 | 1.8083 | 1.8045 | 1.8008 | 1.7972 | 1.7937 | 1.7904 | 1.7871 | 1.784 | 1.7809 | 1.7779 | 1.775 | 1.7721
Ax2 | 1 | 1 | 1 | 1 | 1 | 1 | 1 | 1 | 1 | 1 | 1 | 1 | 1 | 1 | 1 | 1 | 1 | 1 | 1 | 1 | 1 | 1 | 1 | 1 | 1 | 1 | 1 | 1 | 1 | 1 | 1 | 1 | 1 | 1 | 1 | 1 | 1 | 1 | 1 | 1 | 1 | 1 | 1 | 1 | 1 | 1 | 1 | 1 | 1 | 1 | 1 | 1 | 1 | 1 | 1 | 1 | 1 | 1 | 1 | 1 | 1 | 1 | 1 | 1 | 1 | 1 | 1 | 1 | 1 | 1 | 1 | 1 | 1 | 1 | 1 | 1 | 1 | 1 | 1 | 1 | 1 | 1 | 1 | 1
Bx | 0 | 0 | 0 | 0 | 0 | 0 | 0 | 0 | 0 | 0 | 0 | 0 | 0 | 0 | 0 | 0 | 0 | 0 | 0 | 0 | 0 | 0 | 0 | 0 | 0 | 0 | 0 | 0 | 0 | 0 | 0 | 0 | 0 | 0 | 0 | 0 | 0 | 0 | 0 | 0 | 0 | 0 | 0 | 0 | 0 | 0 | 0 | 0 | 0 | 0 | 0 | 0 | 0 | 0 | 0 | 0 | 0 | 0 | 0 | 0 | 0 | 0 | 0 | 0 | 0 | 0 | 0 | 0 | 0 | 0 | 0 | 0 | 0 | 0 | 0 | 0 | 0 | 0 | 0 | 0 | 0 | 0 | 0 | 0
C | -138720000 | -138720000 | -138720000 | -138720000 | -138720000 | -138720000 | -138720000 | -138720000 | -138720000 | -138720000 | -138720000 | -138720000 | -138720000 | -138720000 | -138720000 | -138720000 | -138720000 | -138720000 | -138720000 | -138720000 | -138720000 | -138720000 | -138720000 | -138720000 | -138720000 | -138720000 | -138720000 | -138720000 | -138720000 | -138720000 | -138720000 | -138720000 | -138720000 | -138720000 | -138720000 | -138720000 | -138720000 | -138720000 | -138720000 | -138720000 | -138720000 | -138720000 | -138720000 | -138720000 | -138720000 | -138720000 | -138720000 | -138720000 | -138720000 | -138720000 | -138720000 | -138720000 | -138720000 | -138720000 | -138720000 | -138720000 | -138720000 | -138720000 | -138720000 | -138720000 | -138720000 | -138720000 | -138720000 | -138720000 | -138720000 | -138720000 | -138720000 | -138720000 | -138720000 | -138720000 | -138720000 | -138720000 | -138720000 | -138720000 | -138720000 | -138720000 | -138720000 | -138720000 | -138720000 | -138720000 | -138720000 | -138720000 | -138720000 | -138720000
D | 554880000 | 554880000 | 554880000 | 554880000 | 554880000 | 554880000 | 554880000 | 554880000 | 554880000 | 554880000 | 554880000 | 554880000 | 554880000 | 554880000 | 554880000 | 554880000 | 554880000 | 554880000 | 554880000 | 554880000 | 554880000 | 554880000 | 554880000 | 554880000 | 554880000 | 554880000 | 554880000 | 554880000 | 554880000 | 554880000 | 554880000 | 554880000 | 554880000 | 554880000 | 554880000 | 554880000 | 554880000 | 554880000 | 554880000 | 554880000 | 554880000 | 554880000 | 554880000 | 554880000 | 554880000 | 554880000 | 554880000 | 554880000 | 554880000 | 554880000 | 554880000 | 554880000 | 554880000 | 554880000 | 554880000 | 554880000 | 554880000 | 554880000 | 554880000 | 554880000 | 554880000 | 554880000 | 554880000 | 554880000 | 554880000 | 554880000 | 554880000 | 554880000 | 554880000 | 554880000 | 554880000 | 554880000 | 554880000 | 554880000 | 554880000 | 554880000 | 554880000 | 554880000 | 554880000 | 554880000 | 554880000 | 554880000 | 554880000 | 554880000
solution 1(Vd) | 11777.9455 | 11777.9455 | 11777.9455 | 11777.9455 | 11777.9455 | 11777.9455 | 11777.9455 | 11777.9455 | 11777.9455 | 11777.9455 | 11777.9455 | 11777.9455 | 11777.9455 | 11777.9455 | 11777.9455 | 11777.9455 | 11777.9455 | 11777.9455 | 11777.9455 | 11777.9455 | 11777.9455 | 11777.9455 | 11777.9455 | 11777.9455 | 11777.9455 | 11777.9455 | 11777.9455 | 11777.9455 | 11777.9455 | 11777.9455 | 11777.9455 | 11777.9455 | 11777.9455 | 11777.9455 | 11777.9455 | 11777.9455 | 11777.9455 | 11777.9455 | 11777.9455 | 11777.9455 | 11777.9455 | 11777.9455 | 11777.9455 | 11777.9455 | 11777.9455 | 11777.9455 | 11777.9455 | 11777.9455 | 11777.9455 | 11777.9455 | 11777.9455 | 11777.9455 | 11777.9455 | 11777.9455 | 11777.9455 | 11777.9455 | 11777.9455 | 11777.9455 | 11777.9455 | 11777.9455 | 11777.9455 | 11777.9455 | 11777.9455 | 11777.9455 | 11777.9455 | 11777.9455 | 11777.9455 | 11777.9455 | 11777.9455 | 11777.9455 | 11777.9455 | 11777.9455 | 11777.9455 | 11777.9455 | 11777.9455 | 11777.9455 | 11777.9455 | 11777.9455 | 11777.9455 | 11777.9455 | 11777.9455 | 11777.9455 | 11777.9455 | 11777.9455
solution 2 (Vd) | -11777.9455 | -11777.9455 | -11777.9455 | -11777.9455 | -11777.9455 | -11777.9455 | -11777.9455 | -11777.9455 | -11777.9455 | -11777.9455 | -11777.9455 | -11777.9455 | -11777.9455 | -11777.9455 | -11777.9455 | -11777.9455 | -11777.9455 | -11777.9455 | -11777.9455 | -11777.9455 | -11777.9455 | -11777.9455 | -11777.9455 | -11777.9455 | -11777.9455 | -11777.9455 | -11777.9455 | -11777.9455 | -11777.9455 | -11777.9455 | -11777.9455 | -11777.9455 | -11777.9455 | -11777.9455 | -11777.9455 | -11777.9455 | -11777.9455 | -11777.9455 | -11777.9455 | -11777.9455 | -11777.9455 | -11777.9455 | -11777.9455 | -11777.9455 | -11777.9455 | -11777.9455 | -11777.9455 | -11777.9455 | -11777.9455 | -11777.9455 | -11777.9455 | -11777.9455 | -11777.9455 | -11777.9455 | -11777.9455 | -11777.9455 | -11777.9455 | -11777.9455 | -11777.9455 | -11777.9455 | -11777.9455 | -11777.9455 | -11777.9455 | -11777.9455 | -11777.9455 | -11777.9455 | -11777.9455 | -11777.9455 | -11777.9455 | -11777.9455 | -11777.9455 | -11777.9455 | -11777.9455 | -11777.9455 | -11777.9455 | -11777.9455 | -11777.9455 | -11777.9455 | -11777.9455 | -11777.9455 | -11777.9455 | -11777.9455 | -11777.9455 | -11777.9455
I actif (réel) | 0 | 0 | 0 | 0 | 0 | 0 | 0 | 0 | 0 | 0 | 0 | 0 | 0 | 0 | 0 | 0 | 0 | 0 | 0 | 0 | 0 | 0 | 0 | 0 | 0 | 0 | 0 | 0 | 0 | 0 | 0 | 0 | 0 | 0 | 0 | 0 | 0 | 0 | 0 | 0 | 0 | 0 | 0 | 0 | 0 | 0 | 0 | 0 | 0 | 0 | 0 | 0 | 0 | 0 | 0 | 0 | 0 | 0 | 0 | 0 | 0 | 0 | 0 | 0 | 0 | 0 | 0 | 0 | 0 | 0 | 0 | 0 | 0 | 0 | 0 | 0 | 0 | 0 | 0 | 0 | 0 | 0 | 0 | 0
Idef | 0 | 0 | 0 | 0 | 0 | 0 | 0 | 0 | 0 | 0 | 0 | 0 | 0 | 0 | 0 | 0 | 0 | 0 | 0 | 0 | 0 | 0 | 0 | 0 | 0 | 0 | 0 | 0 | 0 | 0 | 0 | 0 | 0 | 0 | 0 | 0 | 0 | 0 | 0 | 0 | 0 | 0 | 0 | 0 | 0 | 0 | 0 | 0 | 0 | 0 | 0 | 0 | 0 | 0 | 0 | 0 | 0 | 0 | 0 | 0 | 0 | 0 | 0 | 0 | 0 | 0 | 0 | 0 | 0 | 0 | 0 | 0 | 0 | 0 | 0 | 0 | 0 | 0 | 0 | 0 | 0 | 0 | 0 | 0
Rd | 0 | 0 | 0 | 0 | 0 | 0 | 0 | 0 | 0 | 0 | 0 | 0 | 0 | 0 | 0 | 0 | 0 | 0 | 0 | 0 | 0 | 0 | 0 | 0 | 0 | 0 | 0 | 0 | 0 | 0 | 0 | 0 | 0 | 0 | 0 | 0 | 0 | 0 | 0 | 0 | 0 | 0 | 0 | 0 | 0 | 0 | 0 | 0 | 0 | 0 | 0 | 0 | 0 | 0 | 0 | 0 | 0 | 0 | 0 | 0 | 0 | 0 | 0 | 0 | 0 | 0 | 0 | 0 | 0 | 0 | 0 | 0 | 0 | 0 | 0 | 0 | 0 | 0 | 0 | 0 | 0 | 0 | 0 | 0
I def (imaginaire) | 0 | 0 | 0 | 0 | 0 | 0 | 0 | 0 | 0 | 0 | 0 | 0 | 0 | 0 | 0 | 0 | 0 | 0 | 0 | 0 | 0 | 0 | 0 | 0 | 0 | 0 | 0 | 0 | 0 | 0 | 0 | 0 | 0 | 0 | 0 | 0 | 0 | 0 | 0 | 0 | 0 | 0 | 0 | 0 | 0 | 0 | 0 | 0 | 0 | 0 | 0 | 0 | 0 | 0 | 0 | 0 | 0 | 0 | 0 | 0 | 0 | 0 | 0 | 0 | 0 | 0 | 0 | 0 | 0 | 0 | 0 | 0 | 0 | 0 | 0 | 0 | 0 | 0 | 0 | 0 | 0 | 0 | 0 | 0
Idefaut | #NAME? | #NAME? | #NAME? | #NAME? | #NAME? | #NAME? | #NAME? | #NAME? | #NAME? | #NAME? | #NAME? | #NAME? | #NAME? | #NAME? | #NAME? | #NAME? | #NAME? | #NAME? | #NAME? | #NAME? | #NAME? | #NAME? | #NAME? | #NAME? | #NAME? | #NAME? | #NAME? | #NAME? | #NAME? | #NAME? | #NAME? | #NAME? | #NAME? | #NAME? | #NAME? | #NAME? | #NAME? | #NAME? | #NAME? | #NAME? | #NAME? | #NAME? | #NAME? | #NAME? | #NAME? | #NAME? | #NAME? | #NAME? | #NAME? | #NAME? | #NAME? | #NAME? | #NAME? | #NAME? | #NAME? | #NAME? | #NAME? | #NAME? | #NAME? | #NAME? | #NAME? | #NAME? | #NAME? | #NAME? | #NAME? | #NAME? | #NAME? | #NAME? | #NAME? | #NAME? | #NAME? | #NAME? | #NAME? | #NAME? | #NAME? | #NAME? | #NAME? | #NAME? | #NAME? | #NAME? | #NAME? | #NAME? | #NAME? | #NAME?
I depart défaut | #NAME? | #NAME? | #NAME? | #NAME? | #NAME? | #NAME? | #NAME? | #NAME? | #NAME? | #NAME? | #NAME? | #NAME? | #NAME? | #NAME? | #NAME? | #NAME? | #NAME? | #NAME? | #NAME? | #NAME? | #NAME? | #NAME? | #NAME? | #NAME? | #NAME? | #NAME? | #NAME? | #NAME? | #NAME? | #NAME? | #NAME? | #NAME? | #NAME? | #NAME? | #NAME? | #NAME? | #NAME? | #NAME? | #NAME? | #NAME? | #NAME? | #NAME? | #NAME? | #NAME? | #NAME? | #NAME? | #NAME? | #NAME? | #NAME? | #NAME? | #NAME? | #NAME? | #NAME? | #NAME? | #NAME? | #NAME? | #NAME? | #NAME? | #NAME? | #NAME? | #NAME? | #NAME? | #NAME? | #NAME? | #NAME? | #NAME? | #NAME? | #NAME? | #NAME? | #NAME? | #NAME? | #NAME? | #NAME? | #NAME? | #NAME? | #NAME? | #NAME? | #NAME? | #NAME? | #NAME? | #NAME? | #NAME? | #NAME? | #NAME?
I départ défaut | 0 | 0 | 0 | 0 | 0 | 0 | 0 | 0 | 0 | 0 | 0 | 0 | 0 | 0 | 0 | 0 | 0 | 0 | 0 | 0 | 0 | 0 | 0 | 0 | 0 | 0 | 0 | 0 | 0 | 0 | 0 | 0 | 0 | 0 | 0 | 0 | 0 | 0 | 0 | 0 | 0 | 0 | 0 | 0 | 0 | 0 | 0 | 0 | 0 | 0 | 0 | 0 | 0 | 0 | 0 | 0 | 0 | 0 | 0 | 0 | 0 | 0 | 0 | 0 | 0 | 0 | 0 | 0 | 0 | 0 | 0 | 0 | 0 | 0 | 0 | 0 | 0 | 0 | 0 | 0 | 0 | 0 | 0 | 0
Pos IC pour SW en SI | 0 | 0 | 0 | 0 | 0 | 0 | 0 | 0 | 0 | 0 | 0 | 0 | 0 | 0 | 0 | 0 | 0 | 0 | 0 | 0 | 0 | 0 | 0 | 0 | 0 | 0 | 0 | 0 | 0 | 0 | 0 | 0 | 0 | 0 | 0 | 0 | 0 | 0 | 0 | 0 | 0 | 0 | 0 | 0 | 0 | 0 | 0 | 0 | 0 | 0 | 0 | 0 | 0 | 0 | 0 | 0 | 0 | 0 | 0 | 0 | 0 | 0 | 0 | 0 | 0 | 0 | 0 | 0 | 0 | 0 | 0 | 0 | 0 | 0 | 0 | 0 | 0 | 0 | 0 | 0 | 0 | 0 | 0 | 0
Calcul de Xop/3 pour un Xos/3 |  |  | Rs | 40 |  | RN | Xo/3 // |  |  |  | calcul intermédiaire position IC
Les données sont Xos/3 en fonction |  |  | Xos/3 | 6 | RPN 40 | 40 | 272 | Calcul de SW vers SI |  |  | Max Rd PWH | 0
de la puissance du transfo |  |  | angle (Rd) | 0.14889 | RPN 80 | 80 | 1072 | Calcul de sensibilité PWH |  |  | Max rd PVH | 0
|  |  | Z | 40.4475 | BPN 40 +j40 | 80 | 90 | Calcul de sensibilité PVH |  |  | Max Rd PAH D | #NAME?
|  |  | 1/Xop/3 | 0.0036675 | [6 empty] | Max Rd PAH A | #NAME?
|  |  | Xop/3 : | 272.6667 | Pour les transfos de 20 MVA 20 kV Xo/3 = entre 5,2 et 6,2 | [5 empty] | Max Rd PAH L | #NAME?
Pour les transfos de 36 MVA 20 kV Xo/3 = entre 3,7 et 4,5 (réactance en série avec la mise à la terre du neutre) | [10 empty] | Max des Max | #NAME?
Rs | 40 | Rs+rs | 47 | Rp | 81.0426 | [5 empty] | Calcul intermédiare pour position IC pour SW SI
Xs | 40 | Xs | 40 | Xp | 95.225 |  |  | self nulle = réactance série du transformateur = choix initial |  |  | max de Idd pour SW SI | 0 | R// en NC | R// en NC
rs | 7 | Qs=Xs/rs | 0.85106 |  |  |  |  | liste de choix Zo transfo (menu) |  |  |  |  | 20A (21400V) | 617.7648
résistance Rs | self Xls | rs |  | résistance Rs | self Xls | rs |  | 0,3(70Mva/YNyn/20kV) | 0.3 |  |  |  | 30A (21400V) | 411.8432
nulle | J=ZoTransfo | nulle |  | 1e-09 | 4 | 1e-09 |  | 1(36Mva/Dyn/20kV) | 1 |  |  |  | 60A (21400V) | 205.9216
10 | j6 | 1 |  | 10 | 6 | 1 |  | 2 | 2 |  |  |  | 80A (21400V) | 154.4412
20 | j12 | 2 |  | 20 | 12 | 2 |  | 3 | 3 | Cacul de Xs et Rs en NC |  |  | 100A (21400V) | 123.553 |  | Ir | 145.3304
30 | j20 | 3(j12) |  | 30 | 20 | 3 |  | 4 (36Mva/Yyn/20kV) | 4 | valeur IL | 300 | 0 | 120A (21400) | 102.9608 |  | Ic | 123.6854
40 | j30 | 4 |  | 40 | 30 | 4 |  | 5 | 5 | Xp | 39.2598 |  | 190A (21400V) | 65.0279 |  | T=2IC/Irw | 0.0054208
50 | j40 | 5 |  | 50 | 40 | 5 |  | 6 (20Mva/Yyn/20kV) | 6 | Rp (21400) | 617.7648 |  | index
60 | j50 | 6 |  | 60 | 50 | 6 |  | 7 | 7 | Z | 39.1808 |  | 1
70 | j60 | 7 (j40) |  | 70 | 60 | 7 |  | 8 | 8 | angle | 1.5073
80 | j70 | 8 |  | 80 | 70 | 8 |  | 9 | 9 | Xs | 39.1019
90 | j80 | 9 |  | 90 | 80 | 9 |  | 10 | 10 | Rs | 2.485
100 | j90 | 10 |  | 100 | 90 | 10 | index--> | 5 | calcul deTrsv max à l'accord, Rd = 0 |  |  |  | calcul de Trsw max à l'accord, Rd =0
infini | j100 | 11 |  | 1000000000000000 | 100 | 11 |  | valeur Zo transfo | test NC |  |  |  |  | 3Io départ | 0
NC | NC | NC |  | 2.485 | 39.1019 | 0 |  | 4 | 0 | Xc accord | 95.225 |  |  | A=(3Icdep*Vn) | 0
index Rs | index Xls | index rs | [7 empty] | CoT | 3.3444e-05 |  |  | B=Sw*T*314 | 0
5 | 6 | 8 | [7 empty] | 2 R CoT | 0.0054208 |  |  | T /2 | 0.0027104
valeur de Rs | valeur Xls | valeur rs | [7 empty] | Svo/Vn | 0 |  |  | ln(A/B) | #DIV/0!
40 | 40 | 7 | Zn | #NAME? | module Zn | #NAME? |  |  | 30ms + | ln(Svo/Vn) | #VALUE! |  |  | Trsw(ms) | #DIV/0!
[9 empty] | Rco*ln(Svo/Vn) | Trsv (ms) | 0ms |  | test | Trsw(ms) | 0ms
Sensibilité PVH
| PWH(kw): | 0 | Vo | 0 | % | 0 | rpn : | 81.0426 |  |  | 0
| Vn: | 11777.9455 |  |  | 0 |  | Xop/3 // : | 95.225 |  |  | 0
| UHTA | 20400 |  |  |  |  | Iselfique | 123.6854
capacitif total (x) | 0 | 10 | 20 | 30 | 40 | 50 | 60 | 70 | 80 | 90 | 100 | 110 | 120 | 130 | 140 | 150 | 160 | 170 | 180 | 190 | 200 | 210 | 220 | 230 | 240 | 250 | 260 | 270 | 280 | 290 | 300 | 310 | 320 | 330 | 340 | 350 | 360 | 370 | 380 | 390 | 400 | 410 | 420 | 430 | 440 | 450 | 460 | 470 | 480 | 490 | 500 | 510 | 520 | 530 | 540 | 550 | 560 | 570 | 580 | 590 | 600 | 610 | 620 | 630 | 640 | 650 | 660 | 670 | 680 | 690 | 700 | 710 | 720 | 730 | 740 | 750 | 760 | 770 | 780 | 790 | 800 | 810 | 820 | 830
IC-IL | -123.6854 | -113.6854 | -103.6854 | -93.6854 | -83.6854 | -73.6854 | -63.6854 | -53.6854 | -43.6854 | -33.6854 | -23.6854 | -13.6854 | -3.6854 | 6.3146 | 16.3146 | 26.3146 | 36.3146 | 46.3146 | 56.3146 | 66.3146 | 76.3146 | 86.3146 | 96.3146 | 106.3146 | 116.3146 | 126.3146 | 136.3146 | 146.3146 | 156.3146 | 166.3146 | 176.3146 | 186.3146 | 196.3146 | 206.3146 | 216.3146 | 226.3146 | 236.3146 | 246.3146 | 256.3146 | 266.3146 | 276.3146 | 286.3146 | 296.3146 | 306.3146 | 316.3146 | 326.3146 | 336.3146 | 346.3146 | 356.3146 | 366.3146 | 376.3146 | 386.3146 | 396.3146 | 406.3146 | 416.3146 | 426.3146 | 436.3146 | 446.3146 | 456.3146 | 466.3146 | 476.3146 | 486.3146 | 496.3146 | 506.3146 | 516.3146 | 526.3146 | 536.3146 | 546.3146 | 556.3146 | 566.3146 | 576.3146 | 586.3146 | 596.3146 | 606.3146 | 616.3146 | 626.3146 | 636.3146 | 646.3146 | 656.3146 | 666.3146 | 676.3146 | 686.3146 | 696.3146 | 706.3146
angle désaccord | -0.70511 | -0.66383 | -0.61969 | -0.5726 | -0.52246 | -0.46925 | -0.41301 | -0.35385 | -0.292 | -0.22776 | -0.16156 | -0.093891 | -0.025354 | 0.043422 | 0.11179 | 0.17913 | 0.24486 | 0.30851 | 0.36968 | 0.42808 | 0.48353 | 0.53594 | 0.58527 | 0.63158 | 0.67495 | 0.71551 | 0.7534 | 0.78877 | 0.8218 | 0.85263 | 0.88143 | 0.90835 | 0.93354 | 0.95712 | 0.97922 | 0.99995 | 1.0194 | 1.0377 | 1.055 | 1.0713 | 1.0866 | 1.1011 | 1.1148 | 1.1278 | 1.1401 | 1.1518 | 1.1629 | 1.1735 | 1.1835 | 1.1931 | 1.2022 | 1.211 | 1.2193 | 1.2273 | 1.2349 | 1.2423 | 1.2493 | 1.256 | 1.2625 | 1.2687 | 1.2747 | 1.2804 | 1.2859 | 1.2913 | 1.2964 | 1.3014 | 1.3062 | 1.3108 | 1.3153 | 1.3196 | 1.3238 | 1.3278 | 1.3317 | 1.3355 | 1.3392 | 1.3428 | 1.3463 | 1.3496 | 1.3529 | 1.356 | 1.3591 | 1.3621 | 1.365 | 1.3679
angle VoV1 | 3.8451 | 3.8038 | 3.7597 | 3.7126 | 3.6625 | 3.6092 | 3.553 | 3.4939 | 3.432 | 3.3678 | 3.3016 | 3.2339 | 3.1654 | 3.0966 | 3.0282 | 2.9609 | 2.8951 | 2.8315 | 2.7703 | 2.7119 | 2.6565 | 2.6041 | 2.5547 | 2.5084 | 2.465 | 2.4245 | 2.3866 | 2.3512 | 2.3182 | 2.2874 | 2.2586 | 2.2316 | 2.2065 | 2.1829 | 2.1608 | 2.14 | 2.1206 | 2.1023 | 2.085 | 2.0687 | 2.0534 | 2.0389 | 2.0252 | 2.0122 | 1.9999 | 1.9882 | 1.9771 | 1.9665 | 1.9565 | 1.9469 | 1.9378 | 1.929 | 1.9207 | 1.9127 | 1.9051 | 1.8977 | 1.8907 | 1.884 | 1.8775 | 1.8713 | 1.8653 | 1.8596 | 1.8541 | 1.8487 | 1.8436 | 1.8386 | 1.8338 | 1.8292 | 1.8247 | 1.8204 | 1.8162 | 1.8122 | 1.8083 | 1.8045 | 1.8008 | 1.7972 | 1.7937 | 1.7904 | 1.7871 | 1.784 | 1.7809 | 1.7779 | 1.775 | 1.7721
Ax2 | 1 | 1 | 1 | 1 | 1 | 1 | 1 | 1 | 1 | 1 | 1 | 1 | 1 | 1 | 1 | 1 | 1 | 1 | 1 | 1 | 1 | 1 | 1 | 1 | 1 | 1 | 1 | 1 | 1 | 1 | 1 | 1 | 1 | 1 | 1 | 1 | 1 | 1 | 1 | 1 | 1 | 1 | 1 | 1 | 1 | 1 | 1 | 1 | 1 | 1 | 1 | 1 | 1 | 1 | 1 | 1 | 1 | 1 | 1 | 1 | 1 | 1 | 1 | 1 | 1 | 1 | 1 | 1 | 1 | 1 | 1 | 1 | 1 | 1 | 1 | 1 | 1 | 1 | 1 | 1 | 1 | 1 | 1 | 1
Bx | 0 | 0 | 0 | 0 | 0 | 0 | 0 | 0 | 0 | 0 | 0 | 0 | 0 | 0 | 0 | 0 | 0 | 0 | 0 | 0 | 0 | 0 | 0 | 0 | 0 | 0 | 0 | 0 | 0 | 0 | 0 | 0 | 0 | 0 | 0 | 0 | 0 | 0 | 0 | 0 | 0 | 0 | 0 | 0 | 0 | 0 | 0 | 0 | 0 | 0 | 0 | 0 | 0 | 0 | 0 | 0 | 0 | 0 | 0 | 0 | 0 | 0 | 0 | 0 | 0 | 0 | 0 | 0 | 0 | 0 | 0 | 0 | 0 | 0 | 0 | 0 | 0 | 0 | 0 | 0 | 0 | 0 | 0 | 0
C | -138720000 | -138720000 | -138720000 | -138720000 | -138720000 | -138720000 | -138720000 | -138720000 | -138720000 | -138720000 | -138720000 | -138720000 | -138720000 | -138720000 | -138720000 | -138720000 | -138720000 | -138720000 | -138720000 | -138720000 | -138720000 | -138720000 | -138720000 | -138720000 | -138720000 | -138720000 | -138720000 | -138720000 | -138720000 | -138720000 | -138720000 | -138720000 | -138720000 | -138720000 | -138720000 | -138720000 | -138720000 | -138720000 | -138720000 | -138720000 | -138720000 | -138720000 | -138720000 | -138720000 | -138720000 | -138720000 | -138720000 | -138720000 | -138720000 | -138720000 | -138720000 | -138720000 | -138720000 | -138720000 | -138720000 | -138720000 | -138720000 | -138720000 | -138720000 | -138720000 | -138720000 | -138720000 | -138720000 | -138720000 | -138720000 | -138720000 | -138720000 | -138720000 | -138720000 | -138720000 | -138720000 | -138720000 | -138720000 | -138720000 | -138720000 | -138720000 | -138720000 | -138720000 | -138720000 | -138720000 | -138720000 | -138720000 | -138720000 | -138720000
D | 554880000 | 554880000 | 554880000 | 554880000 | 554880000 | 554880000 | 554880000 | 554880000 | 554880000 | 554880000 | 554880000 | 554880000 | 554880000 | 554880000 | 554880000 | 554880000 | 554880000 | 554880000 | 554880000 | 554880000 | 554880000 | 554880000 | 554880000 | 554880000 | 554880000 | 554880000 | 554880000 | 554880000 | 554880000 | 554880000 | 554880000 | 554880000 | 554880000 | 554880000 | 554880000 | 554880000 | 554880000 | 554880000 | 554880000 | 554880000 | 554880000 | 554880000 | 554880000 | 554880000 | 554880000 | 554880000 | 554880000 | 554880000 | 554880000 | 554880000 | 554880000 | 554880000 | 554880000 | 554880000 | 554880000 | 554880000 | 554880000 | 554880000 | 554880000 | 554880000 | 554880000 | 554880000 | 554880000 | 554880000 | 554880000 | 554880000 | 554880000 | 554880000 | 554880000 | 554880000 | 554880000 | 554880000 | 554880000 | 554880000 | 554880000 | 554880000 | 554880000 | 554880000 | 554880000 | 554880000 | 554880000 | 554880000 | 554880000 | 554880000
solution 1 | 11777.9455 | 11777.9455 | 11777.9455 | 11777.9455 | 11777.9455 | 11777.9455 | 11777.9455 | 11777.9455 | 11777.9455 | 11777.9455 | 11777.9455 | 11777.9455 | 11777.9455 | 11777.9455 | 11777.9455 | 11777.9455 | 11777.9455 | 11777.9455 | 11777.9455 | 11777.9455 | 11777.9455 | 11777.9455 | 11777.9455 | 11777.9455 | 11777.9455 | 11777.9455 | 11777.9455 | 11777.9455 | 11777.9455 | 11777.9455 | 11777.9455 | 11777.9455 | 11777.9455 | 11777.9455 | 11777.9455 | 11777.9455 | 11777.9455 | 11777.9455 | 11777.9455 | 11777.9455 | 11777.9455 | 11777.9455 | 11777.9455 | 11777.9455 | 11777.9455 | 11777.9455 | 11777.9455 | 11777.9455 | 11777.9455 | 11777.9455 | 11777.9455 | 11777.9455 | 11777.9455 | 11777.9455 | 11777.9455 | 11777.9455 | 11777.9455 | 11777.9455 | 11777.9455 | 11777.9455 | 11777.9455 | 11777.9455 | 11777.9455 | 11777.9455 | 11777.9455 | 11777.9455 | 11777.9455 | 11777.9455 | 11777.9455 | 11777.9455 | 11777.9455 | 11777.9455 | 11777.9455 | 11777.9455 | 11777.9455 | 11777.9455 | 11777.9455 | 11777.9455 | 11777.9455 | 11777.9455 | 11777.9455 | 11777.9455 | 11777.9455 | 11777.9455
solution 2 | -11777.9455 | -11777.9455 | -11777.9455 | -11777.9455 | -11777.9455 | -11777.9455 | -11777.9455 | -11777.9455 | -11777.9455 | -11777.9455 | -11777.9455 | -11777.9455 | -11777.9455 | -11777.9455 | -11777.9455 | -11777.9455 | -11777.9455 | -11777.9455 | -11777.9455 | -11777.9455 | -11777.9455 | -11777.9455 | -11777.9455 | -11777.9455 | -11777.9455 | -11777.9455 | -11777.9455 | -11777.9455 | -11777.9455 | -11777.9455 | -11777.9455 | -11777.9455 | -11777.9455 | -11777.9455 | -11777.9455 | -11777.9455 | -11777.9455 | -11777.9455 | -11777.9455 | -11777.9455 | -11777.9455 | -11777.9455 | -11777.9455 | -11777.9455 | -11777.9455 | -11777.9455 | -11777.9455 | -11777.9455 | -11777.9455 | -11777.9455 | -11777.9455 | -11777.9455 | -11777.9455 | -11777.9455 | -11777.9455 | -11777.9455 | -11777.9455 | -11777.9455 | -11777.9455 | -11777.9455 | -11777.9455 | -11777.9455 | -11777.9455 | -11777.9455 | -11777.9455 | -11777.9455 | -11777.9455 | -11777.9455 | -11777.9455 | -11777.9455 | -11777.9455 | -11777.9455 | -11777.9455 | -11777.9455 | -11777.9455 | -11777.9455 | -11777.9455 | -11777.9455 | -11777.9455 | -11777.9455 | -11777.9455 | -11777.9455 | -11777.9455 | -11777.9455
I actif (réel) | 0 | 0 | 0 | 0 | 0 | 0 | 0 | 0 | 0 | 0 | 0 | 0 | 0 | 0 | 0 | 0 | 0 | 0 | 0 | 0 | 0 | 0 | 0 | 0 | 0 | 0 | 0 | 0 | 0 | 0 | 0 | 0 | 0 | 0 | 0 | 0 | 0 | 0 | 0 | 0 | 0 | 0 | 0 | 0 | 0 | 0 | 0 | 0 | 0 | 0 | 0 | 0 | 0 | 0 | 0 | 0 | 0 | 0 | 0 | 0 | 0 | 0 | 0 | 0 | 0 | 0 | 0 | 0 | 0 | 0 | 0 | 0 | 0 | 0 | 0 | 0 | 0 | 0 | 0 | 0 | 0 | 0 | 0 | 0
Idef | 0 | 0 | 0 | 0 | 0 | 0 | 0 | 0 | 0 | 0 | 0 | 0 | 0 | 0 | 0 | 0 | 0 | 0 | 0 | 0 | 0 | 0 | 0 | 0 | 0 | 0 | 0 | 0 | 0 | 0 | 0 | 0 | 0 | 0 | 0 | 0 | 0 | 0 | 0 | 0 | 0 | 0 | 0 | 0 | 0 | 0 | 0 | 0 | 0 | 0 | 0 | 0 | 0 | 0 | 0 | 0 | 0 | 0 | 0 | 0 | 0 | 0 | 0 | 0 | 0 | 0 | 0 | 0 | 0 | 0 | 0 | 0 | 0 | 0 | 0 | 0 | 0 | 0 | 0 | 0 | 0 | 0 | 0 | 0
Rd (PVH) | 0 | 0 | 0 | 0 | 0 | 0 | 0 | 0 | 0 | 0 | 0 | 0 | 0 | 0 | 0 | 0 | 0 | 0 | 0 | 0 | 0 | 0 | 0 | 0 | 0 | 0 | 0 | 0 | 0 | 0 | 0 | 0 | 0 | 0 | 0 | 0 | 0 | 0 | 0 | 0 | 0 | 0 | 0 | 0 | 0 | 0 | 0 | 0 | 0 | 0 | 0 | 0 | 0 | 0 | 0 | 0 | 0 | 0 | 0 | 0 | 0 | 0 | 0 | 0 | 0 | 0 | 0 | 0 | 0 | 0 | 0 | 0 | 0 | 0 | 0 | 0 | 0 | 0 | 0 | 0 | 0 | 0 | 0 | 0
I def (imaginaire) | 0 | 0 | 0 | 0 | 0 | 0 | 0 | 0 | 0 | 0 | 0 | 0 | 0 | 0 | 0 | 0 | 0 | 0 | 0 | 0 | 0 | 0 | 0 | 0 | 0 | 0 | 0 | 0 | 0 | 0 | 0 | 0 | 0 | 0 | 0 | 0 | 0 | 0 | 0 | 0 | 0 | 0 | 0 | 0 | 0 | 0 | 0 | 0 | 0 | 0 | 0 | 0 | 0 | 0 | 0 | 0 | 0 | 0 | 0 | 0 | 0 | 0 | 0 | 0 | 0 | 0 | 0 | 0 | 0 | 0 | 0 | 0 | 0 | 0 | 0 | 0 | 0 | 0 | 0 | 0 | 0 | 0 | 0 | 0
Idefaut | #NAME? | #NAME? | #NAME? | #NAME? | #NAME? | #NAME? | #NAME? | #NAME? | #NAME? | #NAME? | #NAME? | #NAME? | #NAME? | #NAME? | #NAME? | #NAME? | #NAME? | #NAME? | #NAME? | #NAME? | #NAME? | #NAME? | #NAME? | #NAME? | #NAME? | #NAME? | #NAME? | #NAME? | #NAME? | #NAME? | #NAME? | #NAME? | #NAME? | #NAME? | #NAME? | #NAME? | #NAME? | #NAME? | #NAME? | #NAME? | #NAME? | #NAME? | #NAME? | #NAME? | #NAME? | #NAME? | #NAME? | #NAME? | #NAME? | #NAME? | #NAME? | #NAME? | #NAME? | #NAME? | #NAME? | #NAME? | #NAME? | #NAME? | #NAME? | #NAME? | #NAME? | #NAME? | #NAME? | #NAME? | #NAME? | #NAME? | #NAME? | #NAME? | #NAME? | #NAME? | #NAME? | #NAME? | #NAME? | #NAME? | #NAME? | #NAME? | #NAME? | #NAME? | #NAME? | #NAME? | #NAME? | #NAME? | #NAME? | #NAME?
I depart défaut | #NAME? | #NAME? | #NAME? | #NAME? | #NAME? | #NAME? | #NAME? | #NAME? | #NAME? | #NAME? | #NAME? | #NAME? | #NAME? | #NAME? | #NAME? | #NAME? | #NAME? | #NAME? | #NAME? | #NAME? | #NAME? | #NAME? | #NAME? | #NAME? | #NAME? | #NAME? | #NAME? | #NAME? | #NAME? | #NAME? | #NAME? | #NAME? | #NAME? | #NAME? | #NAME? | #NAME? | #NAME? | #NAME? | #NAME? | #NAME? | #NAME? | #NAME? | #NAME? | #NAME? | #NAME? | #NAME? | #NAME? | #NAME? | #NAME? | #NAME? | #NAME? | #NAME? | #NAME? | #NAME? | #NAME? | #NAME? | #NAME? | #NAME? | #NAME? | #NAME? | #NAME? | #NAME? | #NAME? | #NAME? | #NAME? | #NAME? | #NAME? | #NAME? | #NAME? | #NAME? | #NAME? | #NAME? | #NAME? | #NAME? | #NAME? | #NAME? | #NAME? | #NAME? | #NAME? | #NAME? | #NAME? | #NAME? | #NAME? | #NAME?
I départ défaut | #NAME? | #NAME? | #NAME? | #NAME? | #NAME? | #NAME? | #NAME? | #NAME? | #NAME? | #NAME? | #NAME? | #NAME? | #NAME? | #NAME? | #NAME? | #NAME? | #NAME? | #NAME? | #NAME? | #NAME? | #NAME? | #NAME? | #NAME? | #NAME? | #NAME? | #NAME? | #NAME? | #NAME? | #NAME? | #NAME? | #NAME? | #NAME? | #NAME? | #NAME? | #NAME? | #NAME? | #NAME? | #NAME? | #NAME? | #NAME? | #NAME? | #NAME? | #NAME? | #NAME? | #NAME? | #NAME? | #NAME? | #NAME? | #NAME? | #NAME? | #NAME? | #NAME? | #NAME? | #NAME? | #NAME? | #NAME? | #NAME? | #NAME? | #NAME? | #NAME? | #NAME? | #NAME? | #NAME? | #NAME? | #NAME? | #NAME? | #NAME? | #NAME? | #NAME? | #NAME? | #NAME? | #NAME? | #NAME? | #NAME? | #NAME? | #NAME? | #NAME? | #NAME? | #NAME? | #NAME? | #NAME? | #NAME? | #NAME? | #NAME?
Tg ang desaccord | -0.85106 | -0.78226 | -0.71345 | -0.64464 | -0.57583 | -0.50702 | -0.43821 | -0.3694 | -0.30059 | -0.23179 | -0.16298 | -0.094168 | -0.025359 | 0.04345 | 0.11226 | 0.18107 | 0.24988 | 0.31868 | 0.38749 | 0.4563 | 0.52511 | 0.59392 | 0.66273 | 0.73154 | 0.80035 | 0.86915 | 0.93796 | 1.0068 | 1.0756 | 1.1444 | 1.2132 | 1.282 | 1.3508 | 1.4196 | 1.4884 | 1.5572 | 1.6261 | 1.6949 | 1.7637 | 1.8325 | 1.9013 | 1.9701 | 2.0389 | 2.1077 | 2.1765 | 2.2453 | 2.3141 | 2.3829 | 2.4518 | 2.5206 | 2.5894 | 2.6582 | 2.727 | 2.7958 | 2.8646 | 2.9334 | 3.0022 | 3.071 | 3.1398 | 3.2087 | 3.2775 | 3.3463 | 3.4151 | 3.4839 | 3.5527 | 3.6215 | 3.6903 | 3.7591 | 3.8279 | 3.8967 | 3.9655 | 4.0344 | 4.1032 | 4.172 | 4.2408 | 4.3096 | 4.3784 | 4.4472 | 4.516 | 4.5848 | 4.6536 | 4.7224 | 4.7913 | 4.8601
Sensibilité PAH départ
resultat EPATR | PAH | 100 | 0 | FALSE | TRUE | 0 | rpn : | 81.0426 | 3Io Dd | 0 | 0
1.6s | Vn: | 11777.9455 | -- | 4.2s | 1.6s | 0.82s | Xop/3 // : | 95.225 | test affi angle VrIr | FALSE | 0
| UHTA | 20400 | I actif | 145.3304 |  |  | Iselfique | 123.6854
Capacitif total(x) | 0 | 10 | 20 | 30 | 40 | 50 | 60 | 70 | 80 | 90 | 100 | 110 | 120 | 130 | 140 | 150 | 160 | 170 | 180 | 190 | 200 | 210 | 220 | 230 | 240 | 250 | 260 | 270 | 280 | 290 | 300 | 310 | 320 | 330 | 340 | 350 | 360 | 370 | 380 | 390 | 400 | 410 | 420 | 430 | 440 | 450 | 460 | 470 | 480 | 490 | 500 | 510 | 520 | 530 | 540 | 550 | 560 | 570 | 580 | 590 | 600 | 610 | 620 | 630 | 640 | 650 | 660 | 670 | 680 | 690 | 700 | 710 | 720 | 730 | 740 | 750 | 760 | 770 | 780 | 790 | 800 | 810 | 820 | 830
Capacitif amont | 0 | 10 | 20 | 30 | 40 | 50 | 60 | 70 | 80 | 90 | 100 | 110 | 120 | 130 | 140 | 150 | 160 | 170 | 180 | 190 | 200 | 210 | 220 | 230 | 240 | 250 | 260 | 270 | 280 | 290 | 300 | 310 | 320 | 330 | 340 | 350 | 360 | 370 | 380 | 390 | 400 | 410 | 420 | 430 | 440 | 450 | 460 | 470 | 480 | 490 | 500 | 510 | 520 | 530 | 540 | 550 | 560 | 570 | 580 | 590 | 600 | 610 | 620 | 630 | 640 | 650 | 660 | 670 | 680 | 690 | 700 | 710 | 720 | 730 | 740 | 750 | 760 | 770 | 780 | 790 | 800 | 810 | 820 | 830
(IC - IL) total | -123.6854 | -113.6854 | -103.6854 | -93.6854 | -83.6854 | -73.6854 | -63.6854 | -53.6854 | -43.6854 | -33.6854 | -23.6854 | -13.6854 | -3.6854 | 6.3146 | 16.3146 | 26.3146 | 36.3146 | 46.3146 | 56.3146 | 66.3146 | 76.3146 | 86.3146 | 96.3146 | 106.3146 | 116.3146 | 126.3146 | 136.3146 | 146.3146 | 156.3146 | 166.3146 | 176.3146 | 186.3146 | 196.3146 | 206.3146 | 216.3146 | 226.3146 | 236.3146 | 246.3146 | 256.3146 | 266.3146 | 276.3146 | 286.3146 | 296.3146 | 306.3146 | 316.3146 | 326.3146 | 336.3146 | 346.3146 | 356.3146 | 366.3146 | 376.3146 | 386.3146 | 396.3146 | 406.3146 | 416.3146 | 426.3146 | 436.3146 | 446.3146 | 456.3146 | 466.3146 | 476.3146 | 486.3146 | 496.3146 | 506.3146 | 516.3146 | 526.3146 | 536.3146 | 546.3146 | 556.3146 | 566.3146 | 576.3146 | 586.3146 | 596.3146 | 606.3146 | 616.3146 | 626.3146 | 636.3146 | 646.3146 | 656.3146 | 666.3146 | 676.3146 | 686.3146 | 696.3146 | 706.3146
(IC-IL)amont | -123.6854 | -113.6854 | -103.6854 | -93.6854 | -83.6854 | -73.6854 | -63.6854 | -53.6854 | -43.6854 | -33.6854 | -23.6854 | -13.6854 | -3.6854 | 6.3146 | 16.3146 | 26.3146 | 36.3146 | 46.3146 | 56.3146 | 66.3146 | 76.3146 | 86.3146 | 96.3146 | 106.3146 | 116.3146 | 126.3146 | 136.3146 | 146.3146 | 156.3146 | 166.3146 | 176.3146 | 186.3146 | 196.3146 | 206.3146 | 216.3146 | 226.3146 | 236.3146 | 246.3146 | 256.3146 | 266.3146 | 276.3146 | 286.3146 | 296.3146 | 306.3146 | 316.3146 | 326.3146 | 336.3146 | 346.3146 | 356.3146 | 366.3146 | 376.3146 | 386.3146 | 396.3146 | 406.3146 | 416.3146 | 426.3146 | 436.3146 | 446.3146 | 456.3146 | 466.3146 | 476.3146 | 486.3146 | 496.3146 | 506.3146 | 516.3146 | 526.3146 | 536.3146 | 546.3146 | 556.3146 | 566.3146 | 576.3146 | 586.3146 | 596.3146 | 606.3146 | 616.3146 | 626.3146 | 636.3146 | 646.3146 | 656.3146 | 666.3146 | 676.3146 | 686.3146 | 696.3146 | 706.3146
Idd franc | 190.8376 | 184.5137 | 178.5262 | 172.91 | 167.7026 | 162.9431 | 158.6718 | 154.9292 | 151.7542 | 149.1832 | 147.2478 | 145.9733 | 145.3771 | 145.4675 | 146.2432 | 147.6935 | 149.7988 | 152.5318 | 155.8597 | 159.7452 | 164.1488 | 169.03 | 174.3485 | 180.0658 | 186.1451 | 192.552 | 199.2551 | 206.2253 | 213.4366 | 220.8652 | 228.4901 | 236.2923 | 244.2546 | 252.3621 | 260.6011 | 268.9595 | 277.4266 | 285.9926 | 294.6491 | 303.3881 | 312.2029 | 321.0871 | 330.0352 | 339.0421 | 348.1032 | 357.2144 | 366.372 | 375.5725 | 384.8129 | 394.0904 | 403.4025 | 412.7467 | 422.121 | 431.5234 | 440.9521 | 450.4054 | 459.8819 | 469.38 | 478.8986 | 488.4365 | 497.9925 | 507.5655 | 517.1548 | 526.7593 | 536.3783 | 546.0109 | 555.6566 | 565.3145 | 574.9842 | 584.665 | 594.3563 | 604.0577 | 613.7687 | 623.4888 | 633.2176 | 642.9548 | 652.6999 | 662.4526 | 672.2126 | 681.9795 | 691.7531 | 701.533 | 711.3191 | 721.1111
Zo dd | 61.7171 | 63.8324 | 65.9732 | 68.116 | 70.2311 | 72.2826 | 74.2283 | 76.0215 | 77.612 | 78.9495 | 79.9872 | 80.6856 | 81.0165 | 80.9662 | 80.5367 | 79.7458 | 78.6251 | 77.2163 | 75.5676 | 73.7296 | 71.7516 | 69.6796 | 67.554 | 65.4091 | 63.2729 | 61.1676 | 59.1099 | 57.112 | 55.1824 | 53.3264 | 51.5468 | 49.8448 | 48.2199 | 46.6708 | 45.1953 | 43.7908 | 42.4543 | 41.1827 | 39.9728 | 38.8214 | 37.7253 | 36.6815 | 35.6869 | 34.7389 | 33.8346 | 32.9716 | 32.1475 | 31.36 | 30.6069 | 29.8864 | 29.1965 | 28.5355 | 27.9018 | 27.2939 | 26.7103 | 26.1497 | 25.6108 | 25.0926 | 24.5938 | 24.1136 | 23.6509 | 23.2048 | 22.7745 | 22.3593 | 21.9583 | 21.5709 | 21.1964 | 20.8343 | 20.4839 | 20.1448 | 19.8163 | 19.498 | 19.1896 | 18.8904 | 18.6002 | 18.3185 | 18.045 | 17.7793 | 17.5212 | 17.2702 | 17.0262 | 16.7889 | 16.5579 | 16.3331
Vo= Zodd Idd | 6171.7096 | 6383.2369 | 6597.3219 | 6811.6031 | 7023.1131 | 7228.2553 | 7422.8325 | 7602.1486 | 7761.1989 | 7894.9539 | 7998.7231 | 8068.56 | 8101.6507 | 8096.6162 | 8053.6682 | 7974.5849 | 7862.512 | 7721.6312 | 7556.7605 | 7372.9554 | 7175.1632 | 6967.9635 | 6755.4021 | 6540.9104 | 6327.2927 | 6116.7595 | 5910.9892 | 5711.2031 | 5518.2419 | 5332.6387 | 5154.6842 | 4984.4819 | 4821.9946 | 4667.0821 | 4519.5309 | 4379.078 | 4245.4283 | 4118.2688 | 3997.279 | 3882.1376 | 3772.529 | 3668.1461 | 3568.6936 | 3473.889 | 3383.4639 | 3297.1644 | 3214.7509 | 3135.9979 | 3060.6938 | 2988.6402 | 2919.6511 | 2853.5527 | 2790.1822 | 2729.3874 | 2671.0262 | 2614.9654 | 2561.0807 | 2509.2558 | 2459.3817 | 2411.3566 | 2365.0851 | 2320.4778 | 2277.4508 | 2235.9255 | 2195.8282 | 2157.0897 | 2119.6447 | 2083.4323 | 2048.3947 | 2014.4778 | 1981.6305 | 1949.8047 | 1918.9551 | 1889.0388 | 1860.0154 | 1831.8466 | 1804.4963 | 1777.9303 | 1752.1162 | 1727.0234 | 1702.6228 | 1678.8868 | 1655.7892 | 1633.3053
Iactif | 76.1539 | 78.764 | 81.4057 | 84.0497 | 86.6596 | 89.1909 | 91.5918 | 93.8044 | 95.767 | 97.4174 | 98.6978 | 99.5595 | 99.9679 | 99.9057 | 99.3758 | 98.4 | 97.0171 | 95.2787 | 93.2444 | 90.9763 | 88.5357 | 85.9791 | 83.3562 | 80.7096 | 78.0737 | 75.4759 | 72.9369 | 70.4717 | 68.0907 | 65.8005 | 63.6047 | 61.5045 | 59.4995 | 57.588 | 55.7674 | 54.0343 | 52.3852 | 50.8161 | 49.3232 | 47.9025 | 46.55 | 45.262 | 44.0348 | 42.865 | 41.7492 | 40.6844 | 39.6674 | 38.6957 | 37.7665 | 36.8774 | 36.0261 | 35.2105 | 34.4286 | 33.6784 | 32.9583 | 32.2666 | 31.6017 | 30.9622 | 30.3468 | 29.7542 | 29.1833 | 28.6328 | 28.1019 | 27.5895 | 27.0948 | 26.6168 | 26.1547 | 25.7079 | 25.2755 | 24.857 | 24.4517 | 24.059 | 23.6784 | 23.3092 | 22.9511 | 22.6035 | 22.266 | 21.9382 | 21.6197 | 21.3101 | 21.009 | 20.7161 | 20.4311 | 20.1537
Pr (kW) | 1410 | 1508.3081 | 1611.1779 | 1717.5398 | 1825.8599 | 1934.083 | 2039.6115 | 2139.3451 | 2229.7992 | 2307.3174 | 2368.3695 | 2409.9066 | 2429.7141 | 2426.6953 | 2401.019 | 2354.0968 | 2288.3939 | 2207.1215 | 2113.8757 | 2012.2936 | 1905.7754 | 1797.2971 | 1689.3146 | 1583.7424 | 1481.9856 | 1385.0037 | 1293.3869 | 1207.4338 | 1127.2224 | 1052.6705 | 983.5858 | 919.7042 | 860.7194 | 806.3044 | 756.1272 | 709.8613 | 667.1925 | 627.8234 | 591.4759 | 557.8918 | 526.8334 | 498.0826 | 471.4402 | 446.7247 | 423.771 | 402.4291 | 382.5628 | 364.0488 | 346.7751 | 330.64 | 315.5514 | 301.4255 | 288.1863 | 275.7646 | 264.0976 | 253.1279 | 242.8033 | 233.0762 | 223.9031 | 215.244 | 207.0626 | 199.3255 | 192.0022 | 185.0644 | 178.4863 | 172.2442 | 166.3161 | 160.6819 | 155.3229 | 150.2218 | 145.3629 | 140.7312 | 136.3132 | 132.0961 | 128.0682 | 124.2185 | 120.5369 | 117.0139 | 113.6407 | 110.409 | 107.3112 | 104.34 | 101.4888 | 98.7513
angle en dg (-Vr Irdd) | 100 | 100 | 100 | 100 | 100 | 100 | 100 | 100 | 100 | 100 | 100 | 100 | 100 | 100 | 100 | 100 | 100 | 100 | 100 | 100 | 100 | 100 | 100 | 100 | 100 | 100 | 100 | 100 | 100 | 100 | 100 | 100 | 100 | 100 | 100 | 100 | 100 | 100 | 100 | 100 | 100 | 100 | 100 | 100 | 100 | 100 | 100 | 100 | 100 | 100 | 100 | 100 | 100 | 100 | 100 | 100 | 100 | 100 | 100 | 100 | 100 | 100 | 100 | 100 | 100 | 100 | 100 | 100 | 100 | 100 | 100 | 100 | 100 | 100 | 100 | 100 | 100 | 100 | 100 | 100 | 100 | 100 | 100 | 100
angle VoV1 | 3.8451 | 3.8038 | 3.7597 | 3.7126 | 3.6625 | 3.6092 | 3.553 | 3.4939 | 3.432 | 3.3678 | 3.3016 | 3.2339 | 3.1654 | 3.0966 | 3.0282 | 2.9609 | 2.8951 | 2.8315 | 2.7703 | 2.7119 | 2.6565 | 2.6041 | 2.5547 | 2.5084 | 2.465 | 2.4245 | 2.3866 | 2.3512 | 2.3182 | 2.2874 | 2.2586 | 2.2316 | 2.2065 | 2.1829 | 2.1608 | 2.14 | 2.1206 | 2.1023 | 2.085 | 2.0687 | 2.0534 | 2.0389 | 2.0252 | 2.0122 | 1.9999 | 1.9882 | 1.9771 | 1.9665 | 1.9565 | 1.9469 | 1.9378 | 1.929 | 1.9207 | 1.9127 | 1.9051 | 1.8977 | 1.8907 | 1.884 | 1.8775 | 1.8713 | 1.8653 | 1.8596 | 1.8541 | 1.8487 | 1.8436 | 1.8386 | 1.8338 | 1.8292 | 1.8247 | 1.8204 | 1.8162 | 1.8122 | 1.8083 | 1.8045 | 1.8008 | 1.7972 | 1.7937 | 1.7904 | 1.7871 | 1.784 | 1.7809 | 1.7779 | 1.775 | 1.7721
Ax2 | 1 | 1 | 1 | 1 | 1 | 1 | 1 | 1 | 1 | 1 | 1 | 1 | 1 | 1 | 1 | 1 | 1 | 1 | 1 | 1 | 1 | 1 | 1 | 1 | 1 | 1 | 1 | 1 | 1 | 1 | 1 | 1 | 1 | 1 | 1 | 1 | 1 | 1 | 1 | 1 | 1 | 1 | 1 | 1 | 1 | 1 | 1 | 1 | 1 | 1 | 1 | 1 | 1 | 1 | 1 | 1 | 1 | 1 | 1 | 1 | 1 | 1 | 1 | 1 | 1 | 1 | 1 | 1 | 1 | 1 | 1 | 1 | 1 | 1 | 1 | 1 | 1 | 1 | 1 | 1 | 1 | 1 | 1 | 1
Bx | 9412.7293 | 10067.9023 | 10753.3771 | 11462.0064 | 12183.5475 | 12904.2821 | 13606.8828 | 14270.6736 | 14872.4261 | 15387.7748 | 15793.2086 | 16068.4331 | 16198.7276 | 16176.8286 | 16003.9115 | 15689.4327 | 15249.8686 | 14706.6566 | 14083.79 | 13405.5246 | 12694.5274 | 11970.6317 | 11250.1962 | 10545.968 | 9867.298 | 9220.5651 | 8609.6878 | 8036.6418 | 7501.9332 | 7005.0039 | 6544.5607 | 6118.8347 | 5725.7769 | 5363.2021 | 5028.892 | 4720.6656 | 4436.4253 | 4174.1863 | 3932.0917 | 3708.4194 | 3501.583 | 3310.1278 | 3132.7251 | 2968.1639 | 2815.3432 | 2673.2631 | 2541.0158 | 2417.7783 | 2302.8038 | 2195.4151 | 2094.9976 | 2000.9932 | 1912.895 | 1830.2423 | 1752.6157 | 1679.6333 | 1610.9472 | 1546.2396 | 1485.2207 | 1427.6251 | 1373.2101 | 1321.7533 | 1273.0508 | 1226.9152 | 1183.1743 | 1141.6699 | 1102.2559 | 1064.7979 | 1029.1716 | 995.2624 | 962.9641 | 932.1785 | 902.8146 | 874.788 | 848.0202 | 822.4384 | 797.975 | 774.5667 | 752.1548 | 730.6845 | 710.1047 | 690.3676 | 671.4284 | 653.2454
C | -100630000 | -97974286.3836 | -95195344.0392 | -92322063.8211 | -89395882.7412 | -86472325.8738 | -83621558.0722 | -80927336.7701 | -78483792.0172 | -76389702.6262 | -74740428.3954 | -73618338.859 | -73083255.353 | -73164805.9823 | -73858428.8006 | -75125996.1244 | -76900905.2292 | -79096412.3608 | -81615370.7481 | -84359528.6722 | -87237032.7011 | -90167484.4054 | -93084542.7506 | -95936490.8112 | -98685366.9231 | -101305253.6845 | -103780206.6705 | -106102159.4353 | -108269006.7935 | -110282964.2184 | -112149230.7074 | -113874940.5575 | -115468368.4808 | -116938345.0731 | -118293840.1619 | -119543676.0658 | -120696338.8401 | -121759861.7604 | -122741760.8991 | -123649007.4075 | -124488024.9754 | -125264703.9784 | -125984426.164 | -126652095.4905 | -127272172.0511 | -127848706.9803 | -128385376.9415 | -128885517.2981 | -129352153.428 | -129788029.8883 | -130195637.3091 | -130577237.0087 | -130934883.398 | -131270444.284 | -131585619.2123 | -131881955.998 | -132160865.5971 | -132423635.4699 | -132671441.5791 | -132905359.1563 | -133126372.3621 | -133335382.9536 | -133533218.0626 | -133720637.1784 | -133898338.4196 | -134066964.1705 | -134227106.1499 | -134379309.9727 | -134524079.2584 | -134661879.3353 | -134793140.5811 | -134918261.4415 | -135037611.1564 | -135151532.2288 | -135260342.6583 | -135364337.9677 | -135463793.0404 | -135558963.79 | -135650088.678 | -135737390.0945 | -135821075.6164 | -135901339.1543 | -135978361.9994 | -136052313.7792
D | 491119472.9046 | 493259802.484 | 496416494.3906 | 500665847.0412 | 506022359.536 | 512409798.781 | 519633492.6689 | 527361471.3062 | 535124226.2751 | 542342422.8629 | 548387150.8003 | 552667898.4001 | 554731798.7672 | 554349006.0476 | 551558898.2363 | 546662282.5861 | 540162114.2369 | 532671396.6121 | 524814624.6148 | 517146203.9953 | 510099157.9623 | 503965960.9163 | 498905086.2101 | 494963403.7165 | 492105037.9096 | 490239836.3702 | 489247551.2597 | 488996249.0464 | 489355029.6448 | 490201936.1038 | 491428197.6595 | 492939900.7789 | 494657994.955 | 496517317.2755 | 498465115.835 | 500459387.6993 | 502467225.1093 | 504463278.4748 | 506428388.4319 | 508348404.019 | 510213183.3641 | 512015762.2536 | 513751671.0143 | 515418378.8722 | 517014845.7456 | 518541163.2739 | 519998269.1441 | 521387721.1085 | 522711519.2733 | 523971967.2048 | 525171564.0996 | 526312921.7123 | 527398700.9352 | 528431563.9252 | 529414138.4797 | 530348992.0308 | 531238613.1553 | 532085398.932 | 532891646.8198 | 533659550.0089 | 534391195.414 | 535088563.6593 | 535753530.5391 | 536387869.5542 | 536993255.2091 | 537571266.8279 | 538123392.6984 | 538651034.4028 | 539155511.2227 | 539638064.5379 | 540099862.1572 | 540542002.5359 | 540965518.8511 | 541371382.9115 | 541760508.8895 | 542133756.8682 | 542491936.2012 | 542835808.685 | 543166091.5478 | 543483460.2605 | 543788551.1748 | 544081963.997 | 544364264.1055 | 544635984.718
solution 1 (V1) | 6374.2431 | 6070.7753 | 5763.5145 | 5456.7786 | 5155.6966 | 4866.0942 | 4594.294 | 4346.8393 | 4130.1631 | 3950.2358 | 3812.2295 | 3720.2283 | 3677.0087 | 3683.8944 | 3740.6898 | 3845.6887 | 3995.7597 | 4186.5092 | 4412.5214 | 4667.6621 | 4945.4237 | 5239.2772 | 5542.9936 | 5850.9025 | 6158.0713 | 6460.3976 | 6754.6266 | 7038.3089 | 7309.7186 | 7567.7503 | 7811.8096 | 8041.7076 | 8257.5656 | 8459.7332 | 8648.7201 | 8825.142 | 8989.6777 | 9143.0368 | 9285.9361 | 9419.0818 | 9543.158 | 9658.8187 | 9766.6829 | 9867.3318 | 9961.3086 | 10049.1179 | 10131.2274 | 10208.0689 | 10280.0407 | 10347.5094 | 10410.8122 | 10470.2589 | 10526.1339 | 10578.6985 | 10628.1928 | 10674.837 | 10718.8335 | 10760.3684 | 10799.6127 | 10836.7237 | 10871.8464 | 10905.114 | 10936.6497 | 10966.5669 | 10994.9703 | 11021.9566 | 11047.6154 | 11072.0295 | 11095.2754 | 11117.4244 | 11138.5423 | 11158.6903 | 11177.9254 | 11196.3004 | 11213.8646 | 11230.6638 | 11246.7407 | 11262.1352 | 11276.8846 | 11291.0236 | 11304.5848 | 11317.5985 | 11330.0934 | 11342.096
solution 2 | -15786.9724 | -16138.6777 | -16516.8916 | -16918.785 | -17339.2441 | -17770.3763 | -18201.1769 | -18617.5129 | -19002.5892 | -19338.0106 | -19605.438 | -19788.6614 | -19875.7363 | -19860.723 | -19744.6013 | -19535.1214 | -19245.6283 | -18893.1658 | -18496.3115 | -18073.1867 | -17639.9512 | -17209.9089 | -16793.1898 | -16396.8705 | -16025.3693 | -15680.9627 | -15364.3144 | -15074.9507 | -14811.6518 | -14572.7541 | -14356.3703 | -14160.5423 | -13983.3425 | -13822.9353 | -13677.6122 | -13545.8076 | -13426.103 | -13317.2232 | -13218.0277 | -13127.5012 | -13044.741 | -12968.9466 | -12899.4079 | -12835.4957 | -12776.6518 | -12722.381 | -12672.2432 | -12625.8472 | -12582.8445 | -12542.9246 | -12505.8098 | -12471.252 | -12439.0289 | -12408.9408 | -12380.8085 | -12354.4703 | -12329.7806 | -12306.608 | -12284.8333 | -12264.3488 | -12245.0565 | -12226.8674 | -12209.7005 | -12193.4821 | -12178.1446 | -12163.6265 | -12149.8713 | -12136.8273 | -12124.447 | -12112.6868 | -12101.5064 | -12090.8688 | -12080.74 | -12071.0884 | -12061.8848 | -12053.1022 | -12044.7156 | -12036.7019 | -12029.0394 | -12021.7081 | -12014.6895 | -12007.9661 | -12001.5218 | -11995.3414
I actif (réel) | 76.1539 | 78.764 | 81.4057 | 84.0497 | 86.6596 | 89.1909 | 91.5918 | 93.8044 | 95.767 | 97.4174 | 98.6978 | 99.5595 | 99.9679 | 99.9057 | 99.3758 | 98.4 | 97.0171 | 95.2787 | 93.2444 | 90.9763 | 88.5357 | 85.9791 | 83.3562 | 80.7096 | 78.0737 | 75.4759 | 72.9369 | 70.4717 | 68.0907 | 65.8005 | 63.6047 | 61.5045 | 59.4995 | 57.588 | 55.7674 | 54.0343 | 52.3852 | 50.8161 | 49.3232 | 47.9025 | 46.55 | 45.262 | 44.0348 | 42.865 | 41.7492 | 40.6844 | 39.6674 | 38.6957 | 37.7665 | 36.8774 | 36.0261 | 35.2105 | 34.4286 | 33.6784 | 32.9583 | 32.2666 | 31.6017 | 30.9622 | 30.3468 | 29.7542 | 29.1833 | 28.6328 | 28.1019 | 27.5895 | 27.0948 | 26.6168 | 26.1547 | 25.7079 | 25.2755 | 24.857 | 24.4517 | 24.059 | 23.6784 | 23.3092 | 22.9511 | 22.6035 | 22.266 | 21.9382 | 21.6197 | 21.3101 | 21.009 | 20.7161 | 20.4311 | 20.1537
angle desa dd | -0.70511 | -0.66383 | -0.61969 | -0.5726 | -0.52246 | -0.46925 | -0.41301 | -0.35385 | -0.292 | -0.22776 | -0.16156 | -0.093891 | -0.025354 | 0.043422 | 0.11179 | 0.17913 | 0.24486 | 0.30851 | 0.36968 | 0.42808 | 0.48353 | 0.53594 | 0.58527 | 0.63158 | 0.67495 | 0.71551 | 0.7534 | 0.78877 | 0.8218 | 0.85263 | 0.88143 | 0.90835 | 0.93354 | 0.95712 | 0.97922 | 0.99995 | 1.0194 | 1.0377 | 1.055 | 1.0713 | 1.0866 | 1.1011 | 1.1148 | 1.1278 | 1.1401 | 1.1518 | 1.1629 | 1.1735 | 1.1835 | 1.1931 | 1.2022 | 1.211 | 1.2193 | 1.2273 | 1.2349 | 1.2423 | 1.2493 | 1.256 | 1.2625 | 1.2687 | 1.2747 | 1.2804 | 1.2859 | 1.2913 | 1.2964 | 1.3014 | 1.3062 | 1.3108 | 1.3153 | 1.3196 | 1.3238 | 1.3278 | 1.3317 | 1.3355 | 1.3392 | 1.3428 | 1.3463 | 1.3496 | 1.3529 | 1.356 | 1.3591 | 1.3621 | 1.365 | 1.3679
Idd imaginaire | -64.8119 | -61.6136 | -58.0786 | -54.1816 | -49.9011 | -45.2216 | -40.1366 | -34.6516 | -28.787 | -22.5799 | -16.0854 | -9.3753 | -2.5351 | 4.3409 | 11.1558 | 17.817 | 24.2422 | 30.3639 | 36.1316 | 41.5127 | 46.4911 | 51.0647 | 55.2425 | 59.0421 | 62.486 | 65.6002 | 68.4121 | 70.9489 | 73.237 | 75.3014 | 77.1651 | 78.8492 | 80.3729 | 81.7534 | 83.006 | 84.1445 | 85.1809 | 86.1262 | 86.9898 | 87.7801 | 88.5048 | 89.1704 | 89.7827 | 90.3471 | 90.868 | 91.3498 | 91.7959 | 92.2098 | 92.5942 | 92.9519 | 93.2851 | 93.596 | 93.8865 | 94.1582 | 94.4127 | 94.6513 | 94.8754 | 95.086 | 95.2842 | 95.4709 | 95.6469 | 95.8132 | 95.9702 | 96.1188 | 96.2594 | 96.3927 | 96.5191 | 96.639 | 96.753 | 96.8614 | 96.9645 | 97.0627 | 97.1562 | 97.2455 | 97.3306 | 97.4119 | 97.4896 | 97.5639 | 97.635 | 97.703 | 97.7682 | 97.8307 | 97.8906 | 97.9481
Idd | #NAME? | #NAME? | #NAME? | #NAME? | #NAME? | #NAME? | #NAME? | #NAME? | #NAME? | #NAME? | #NAME? | #NAME? | #NAME? | #NAME? | #NAME? | #NAME? | #NAME? | #NAME? | #NAME? | #NAME? | #NAME? | #NAME? | #NAME? | #NAME? | #NAME? | #NAME? | #NAME? | #NAME? | #NAME? | #NAME? | #NAME? | #NAME? | #NAME? | #NAME? | #NAME? | #NAME? | #NAME? | #NAME? | #NAME? | #NAME? | #NAME? | #NAME? | #NAME? | #NAME? | #NAME? | #NAME? | #NAME? | #NAME? | #NAME? | #NAME? | #NAME? | #NAME? | #NAME? | #NAME? | #NAME? | #NAME? | #NAME? | #NAME? | #NAME? | #NAME? | #NAME? | #NAME? | #NAME? | #NAME? | #NAME? | #NAME? | #NAME? | #NAME? | #NAME? | #NAME? | #NAME? | #NAME? | #NAME? | #NAME? | #NAME? | #NAME? | #NAME? | #NAME? | #NAME? | #NAME? | #NAME? | #NAME? | #NAME? | #NAME?
module Idd | #NAME? | #NAME? | #NAME? | #NAME? | #NAME? | #NAME? | #NAME? | #NAME? | #NAME? | #NAME? | #NAME? | #NAME? | #NAME? | #NAME? | #NAME? | #NAME? | #NAME? | #NAME? | #NAME? | #NAME? | #NAME? | #NAME? | #NAME? | #NAME? | #NAME? | #NAME? | #NAME? | #NAME? | #NAME? | #NAME? | #NAME? | #NAME? | #NAME? | #NAME? | #NAME? | #NAME? | #NAME? | #NAME? | #NAME? | #NAME? | #NAME? | #NAME? | #NAME? | #NAME? | #NAME? | #NAME? | #NAME? | #NAME? | #NAME? | #NAME? | #NAME? | #NAME? | #NAME? | #NAME? | #NAME? | #NAME? | #NAME? | #NAME? | #NAME? | #NAME? | #NAME? | #NAME? | #NAME? | #NAME? | #NAME? | #NAME? | #NAME? | #NAME? | #NAME? | #NAME? | #NAME? | #NAME? | #NAME? | #NAME? | #NAME? | #NAME? | #NAME? | #NAME? | #NAME? | #NAME? | #NAME? | #NAME? | #NAME? | #NAME?
Ic aval réduit | 0 | 0 | 0 | 0 | 0 | 0 | 0 | 0 | 0 | 0 | 0 | 0 | 0 | 0 | 0 | 0 | 0 | 0 | 0 | 0 | 0 | 0 | 0 | 0 | 0 | 0 | 0 | 0 | 0 | 0 | 0 | 0 | 0 | 0 | 0 | 0 | 0 | 0 | 0 | 0 | 0 | 0 | 0 | 0 | 0 | 0 | 0 | 0 | 0 | 0 | 0 | 0 | 0 | 0 | 0 | 0 | 0 | 0 | 0 | 0 | 0 | 0 | 0 | 0 | 0 | 0 | 0 | 0 | 0 | 0 | 0 | 0 | 0 | 0 | 0 | 0 | 0 | 0 | 0 | 0 | 0 | 0 | 0 | 0
Ic aval réduit | #NAME? | #NAME? | #NAME? | #NAME? | #NAME? | #NAME? | #NAME? | #NAME? | #NAME? | #NAME? | #NAME? | #NAME? | #NAME? | #NAME? | #NAME? | #NAME? | #NAME? | #NAME? | #NAME? | #NAME? | #NAME? | #NAME? | #NAME? | #NAME? | #NAME? | #NAME? | #NAME? | #NAME? | #NAME? | #NAME? | #NAME? | #NAME? | #NAME? | #NAME? | #NAME? | #NAME? | #NAME? | #NAME? | #NAME? | #NAME? | #NAME? | #NAME? | #NAME? | #NAME? | #NAME? | #NAME? | #NAME? | #NAME? | #NAME? | #NAME? | #NAME? | #NAME? | #NAME? | #NAME? | #NAME? | #NAME? | #NAME? | #NAME? | #NAME? | #NAME? | #NAME? | #NAME? | #NAME? | #NAME? | #NAME? | #NAME? | #NAME? | #NAME? | #NAME? | #NAME? | #NAME? | #NAME? | #NAME? | #NAME? | #NAME? | #NAME? | #NAME? | #NAME? | #NAME? | #NAME? | #NAME? | #NAME? | #NAME? | #NAME?
Idéf.= Idd + Ic av | #NAME? | #NAME? | #NAME? | #NAME? | #NAME? | #NAME? | #NAME? | #NAME? | #NAME? | #NAME? | #NAME? | #NAME? | #NAME? | #NAME? | #NAME? | #NAME? | #NAME? | #NAME? | #NAME? | #NAME? | #NAME? | #NAME? | #NAME? | #NAME? | #NAME? | #NAME? | #NAME? | #NAME? | #NAME? | #NAME? | #NAME? | #NAME? | #NAME? | #NAME? | #NAME? | #NAME? | #NAME? | #NAME? | #NAME? | #NAME? | #NAME? | #NAME? | #NAME? | #NAME? | #NAME? | #NAME? | #NAME? | #NAME? | #NAME? | #NAME? | #NAME? | #NAME? | #NAME? | #NAME? | #NAME? | #NAME? | #NAME? | #NAME? | #NAME? | #NAME? | #NAME? | #NAME? | #NAME? | #NAME? | #NAME? | #NAME? | #NAME? | #NAME? | #NAME? | #NAME? | #NAME? | #NAME? | #NAME? | #NAME? | #NAME? | #NAME? | #NAME? | #NAME? | #NAME? | #NAME? | #NAME? | #NAME? | #NAME? | #NAME?
Idef (module) | #NAME? | #NAME? | #NAME? | #NAME? | #NAME? | #NAME? | #NAME? | #NAME? | #NAME? | #NAME? | #NAME? | #NAME? | #NAME? | #NAME? | #NAME? | #NAME? | #NAME? | #NAME? | #NAME? | #NAME? | #NAME? | #NAME? | #NAME? | #NAME? | #NAME? | #NAME? | #NAME? | #NAME? | #NAME? | #NAME? | #NAME? | #NAME? | #NAME? | #NAME? | #NAME? | #NAME? | #NAME? | #NAME? | #NAME? | #NAME? | #NAME? | #NAME? | #NAME? | #NAME? | #NAME? | #NAME? | #NAME? | #NAME? | #NAME? | #NAME? | #NAME? | #NAME? | #NAME? | #NAME? | #NAME? | #NAME? | #NAME? | #NAME? | #NAME? | #NAME? | #NAME? | #NAME? | #NAME? | #NAME? | #NAME? | #NAME? | #NAME? | #NAME? | #NAME? | #NAME? | #NAME? | #NAME? | #NAME? | #NAME? | #NAME? | #NAME? | #NAME? | #NAME? | #NAME? | #NAME? | #NAME? | #NAME? | #NAME? | #NAME?
Rd = V1 / Idef | #NAME? | #NAME? | #NAME? | #NAME? | #NAME? | #NAME? | #NAME? | #NAME? | #NAME? | #NAME? | #NAME? | #NAME? | #NAME? | #NAME? | #NAME? | #NAME? | #NAME? | #NAME? | #NAME? | #NAME? | #NAME? | #NAME? | #NAME? | #NAME? | #NAME? | #NAME? | #NAME? | #NAME? | #NAME? | #NAME? | #NAME? | #NAME? | #NAME? | #NAME? | #NAME? | #NAME? | #NAME? | #NAME? | #NAME? | #NAME? | #NAME? | #NAME? | #NAME? | #NAME? | #NAME? | #NAME? | #NAME? | #NAME? | #NAME? | #NAME? | #NAME? | #NAME? | #NAME? | #NAME? | #NAME? | #NAME? | #NAME? | #NAME? | #NAME? | #NAME? | #NAME? | #NAME? | #NAME? | #NAME? | #NAME? | #NAME? | #NAME? | #NAME? | #NAME? | #NAME? | #NAME? | #NAME? | #NAME? | #NAME? | #NAME? | #NAME? | #NAME? | #NAME? | #NAME? | #NAME? | #NAME? | #NAME? | #NAME? | #NAME?
Rd (test)PAH Dep | #NAME? | #NAME? | #NAME? | #NAME? | #NAME? | #NAME? | #NAME? | #NAME? | #NAME? | #NAME? | #NAME? | #NAME? | #NAME? | #NAME? | #NAME? | #NAME? | #NAME? | #NAME? | #NAME? | #NAME? | #NAME? | #NAME? | #NAME? | #NAME? | #NAME? | #NAME? | #NAME? | #NAME? | #NAME? | #NAME? | #NAME? | #NAME? | #NAME? | #NAME? | #NAME? | #NAME? | #NAME? | #NAME? | #NAME? | #NAME? | #NAME? | #NAME? | #NAME? | #NAME? | #NAME? | #NAME? | #NAME? | #NAME? | #NAME? | #NAME? | #NAME? | #NAME? | #NAME? | #NAME? | #NAME? | #NAME? | #NAME? | #NAME? | #NAME? | #NAME? | #NAME? | #NAME? | #NAME? | #NAME? | #NAME? | #NAME? | #NAME? | #NAME? | #NAME? | #NAME? | #NAME? | #NAME? | #NAME? | #NAME? | #NAME? | #NAME? | #NAME? | #NAME? | #NAME? | #NAME? | #NAME? | #NAME? | #NAME? | #NAME?
rapport Qr/Pr | 0.85106 | 0.78226 | 0.71345 | 0.64464 | 0.57583 | 0.50702 | 0.43821 | 0.3694 | 0.30059 | 0.23179 | 0.16298 | 0.094168 | 0.025359 | -0.04345 | -0.11226 | -0.18107 | -0.24988 | -0.31868 | -0.38749 | -0.4563 | -0.52511 | -0.59392 | -0.66273 | -0.73154 | -0.80035 | -0.86915 | -0.93796 | -1.0068 | -1.0756 | -1.1444 | -1.2132 | -1.282 | -1.3508 | -1.4196 | -1.4884 | -1.5572 | -1.6261 | -1.6949 | -1.7637 | -1.8325 | -1.9013 | -1.9701 | -2.0389 | -2.1077 | -2.1765 | -2.2453 | -2.3141 | -2.3829 | -2.4518 | -2.5206 | -2.5894 | -2.6582 | -2.727 | -2.7958 | -2.8646 | -2.9334 | -3.0022 | -3.071 | -3.1398 | -3.2087 | -3.2775 | -3.3463 | -3.4151 | -3.4839 | -3.5527 | -3.6215 | -3.6903 | -3.7591 | -3.8279 | -3.8967 | -3.9655 | -4.0344 | -4.1032 | -4.172 | -4.2408 | -4.3096 | -4.3784 | -4.4472 | -4.516 | -4.5848 | -4.6536 | -4.7224 | -4.7913 | -4.8601
rapport QR-/Pr (tg<0) = | 15 | -86°
Rd (PWH) (test final) | 0 | 0 | 0 | 0 | 0 | 0 | 0 | 0 | 0 | 0 | 0 | 0 | 0 | 0 | 0 | 0 | 0 | 0 | 0 | 0 | 0 | 0 | 0 | 0 | 0 | 0 | 0 | 0 | 0 | 0 | 0 | 0 | 0 | 0 | 0 | 0 | 0 | 0 | 0 | 0 | 0 | 0 | 0 | 0 | 0 | 0 | 0 | 0 | 0 | 0 | 0 | 0 | 0 | 0 | 0 | 0 | 0 | 0 | 0 | 0 | 0 | 0 | 0 | 0 | 0 | 0 | 0 | 0 | 0 | 0 | 0 | 0 | 0 | 0 | 0 | 0 | 0 | 0 | 0 | 0 | 0 | 0 | 0 | 0
position IC | 0 | 0 | 0 | 0 | 0 | 0 | 0 | 0 | 0 | 0 | 0 | 0 | 0 | 0 | 0 | 0 | 0 | 0 | 0 | 0 | 0 | 0 | 0 | 0 | 0 | 0 | 0 | 0 | 0 | 0 | 0 | 0 | 0 | 0 | 0 | 0 | 0 | 0 | 0 | 0 | 0 | 0 | 0 | 0 | 0 | 0 | 0 | 0 | 0 | 0 | 0 | 0 | 0 | 0 | 0 | 0 | 0 | 0 | 0 | 0 | 0 | 0 | 0 | 0 | 0 | 0 | 0 | 0 | 0 | 0 | 0 | 0 | 0 | 0 | 0 | 0 | 0 | 0 | 0 | 0 | 0 | 0 | 0 | 0
Sr/Pr=tg(ang des) | -0.85106 | -0.78226 | -0.71345 | -0.64464 | -0.57583 | -0.50702 | -0.43821 | -0.3694 | -0.30059 | -0.23179 | -0.16298 | -0.094168 | -0.025359 | 0.04345 | 0.11226 | 0.18107 | 0.24988 | 0.31868 | 0.38749 | 0.4563 | 0.52511 | 0.59392 | 0.66273 | 0.73154 | 0.80035 | 0.86915 | 0.93796 | 1.0068 | 1.0756 | 1.1444 | 1.2132 | 1.282 | 1.3508 | 1.4196 | 1.4884 | 1.5572 | 1.6261 | 1.6949 | 1.7637 | 1.8325 | 1.9013 | 1.9701 | 2.0389 | 2.1077 | 2.1765 | 2.2453 | 2.3141 | 2.3829 | 2.4518 | 2.5206 | 2.5894 | 2.6582 | 2.727 | 2.7958 | 2.8646 | 2.9334 | 3.0022 | 3.071 | 3.1398 | 3.2087 | 3.2775 | 3.3463 | 3.4151 | 3.4839 | 3.5527 | 3.6215 | 3.6903 | 3.7591 | 3.8279 | 3.8967 | 3.9655 | 4.0344 | 4.1032 | 4.172 | 4.2408 | 4.3096 | 4.3784 | 4.4472 | 4.516 | 4.5848 | 4.6536 | 4.7224 | 4.7913 | 4.8601
test position IC | 1000 | 1000 | 1000 | 1000 | 1000 | 1000 | 1000 | 1000 | 1000 | 1000 | 1000 | 1000 | 1000 | 1000 | 1000 | 1000 | 1000 | 1000 | 1000 | 1000 | 1000 | 1000 | 1000 | 1000 | 1000 | 1000 | 1000 | 1000 | 1000 | 1000 | 1000 | 1000 | 1000 | 1000 | 1000 | 1000 | 1000 | 1000 | 1000 | 1000 | 1000 | 1000 | 1000 | 1000 | 1000 | 1000 | 1000 | 1000 | 1000 | 1000 | 1000 | 1000 | 1000 | 1000 | 1000 | 1000 | 1000 | 1000 | 1000 | 1000 | 1000 | 1000 | 1000 | 1000 | 1000 | 1000 | 1000 | 1000 | 1000 | 1000 | 1000 | 1000 | 1000 | 1000 | 1000 | 1000 | 1000 | 1000 | 1000 | 1000 | 1000 | 1000 | 1000 | 1000
test RD avec tg>0 (*-1) | 0 | 0 | 0 | 0 | 0 | 0 | 0 | 0 | 0 | 0 | 0 | 0 | 0 | 0 | 0 | 0 | 0 | 0 | 0 | 0 | 0 | 0 | 0 | 0 | 0 | 0 | 0 | 0 | 0 | 0 | 0 | 0 | 0 | 0 | 0 | 0 | 0 | 0 | 0 | 0 | 0 | 0 | 0 | 0 | 0 | 0 | 0 | 0 | 0 | 0 | 0 | 0 | 0 | 0 | 0 | 0 | 0 | 0 | 0 | 0 | 0 | 0 | 0 | 0 | 0 | 0 | 0 | 0 | 0 | 0 | 0 | 0 | 0 | 0 | 0 | 0 | 0 | 0 | 0 | 0 | 0 | 0 | 0 | 0
Rapport QR+/Pr (tg>0) = | 15 | 86° |  | Sensibilité PAH arrivée simple
| PAH | 145 | Zoamont impédance vue de l'arrivée en défaut |  |  |  | rpn : | 81.0426 | 3Io Ard - 3Io Dd | 0
| Vn: | 11777.9455 |  |  |  |  | Xop/3 // : | 95.225
| UHTA | 20400 | I actif | 145.3304 |  |  | Iselfique | 123.6854
Capacitif total(x) | 0 | 10 | 20 | 30 | 40 | 50 | 60 | 70 | 80 | 90 | 100 | 110 | 120 | 130 | 140 | 150 | 160 | 170 | 180 | 190 | 200 | 210 | 220 | 230 | 240 | 250 | 260 | 270 | 280 | 290 | 300 | 310 | 320 | 330 | 340 | 350 | 360 | 370 | 380 | 390 | 400 | 410 | 420 | 430 | 440 | 450 | 460 | 470 | 480 | 490 | 500 | 510 | 520 | 530 | 540 | 550 | 560 | 570 | 580 | 590 | 600 | 610 | 620 | 630 | 640 | 650 | 660 | 670 | 680 | 690 | 700 | 710 | 720 | 730 | 740 | 750 | 760 | 770 | 780 | 790 | 800 | 810 | 820 | 830
Capa Att Def, (X) | 0 | 10 | 20 | 30 | 40 | 50 | 60 | 70 | 80 | 90 | 100 | 110 | 120 | 130 | 140 | 150 | 160 | 170 | 180 | 190 | 200 | 210 | 220 | 230 | 240 | 250 | 260 | 270 | 280 | 290 | 300 | 310 | 320 | 330 | 340 | 350 | 360 | 370 | 380 | 390 | 400 | 410 | 420 | 430 | 440 | 450 | 460 | 470 | 480 | 490 | 500 | 510 | 520 | 530 | 540 | 550 | 560 | 570 | 580 | 590 | 600 | 610 | 620 | 630 | 640 | 650 | 660 | 670 | 680 | 690 | 700 | 710 | 720 | 730 | 740 | 750 | 760 | 770 | 780 | 790 | 800 | 810 | 820 | 830
(IC - IL) total | -123.6854 | -113.6854 | -103.6854 | -93.6854 | -83.6854 | -73.6854 | -63.6854 | -53.6854 | -43.6854 | -33.6854 | -23.6854 | -13.6854 | -3.6854 | 6.3146 | 16.3146 | 26.3146 | 36.3146 | 46.3146 | 56.3146 | 66.3146 | 76.3146 | 86.3146 | 96.3146 | 106.3146 | 116.3146 | 126.3146 | 136.3146 | 146.3146 | 156.3146 | 166.3146 | 176.3146 | 186.3146 | 196.3146 | 206.3146 | 216.3146 | 226.3146 | 236.3146 | 246.3146 | 256.3146 | 266.3146 | 276.3146 | 286.3146 | 296.3146 | 306.3146 | 316.3146 | 326.3146 | 336.3146 | 346.3146 | 356.3146 | 366.3146 | 376.3146 | 386.3146 | 396.3146 | 406.3146 | 416.3146 | 426.3146 | 436.3146 | 446.3146 | 456.3146 | 466.3146 | 476.3146 | 486.3146 | 496.3146 | 506.3146 | 516.3146 | 526.3146 | 536.3146 | 546.3146 | 556.3146 | 566.3146 | 576.3146 | 586.3146 | 596.3146 | 606.3146 | 616.3146 | 626.3146 | 636.3146 | 646.3146 | 656.3146 | 666.3146 | 676.3146 | 686.3146 | 696.3146 | 706.3146
(IC-IL) amont | -123.6854 | -123.6854 | -123.6854 | -123.6854 | -123.6854 | -123.6854 | -123.6854 | -123.6854 | -123.6854 | -123.6854 | -123.6854 | -123.6854 | -123.6854 | -123.6854 | -123.6854 | -123.6854 | -123.6854 | -123.6854 | -123.6854 | -123.6854 | -123.6854 | -123.6854 | -123.6854 | -123.6854 | -123.6854 | -123.6854 | -123.6854 | -123.6854 | -123.6854 | -123.6854 | -123.6854 | -123.6854 | -123.6854 | -123.6854 | -123.6854 | -123.6854 | -123.6854 | -123.6854 | -123.6854 | -123.6854 | -123.6854 | -123.6854 | -123.6854 | -123.6854 | -123.6854 | -123.6854 | -123.6854 | -123.6854 | -123.6854 | -123.6854 | -123.6854 | -123.6854 | -123.6854 | -123.6854 | -123.6854 | -123.6854 | -123.6854 | -123.6854 | -123.6854 | -123.6854 | -123.6854 | -123.6854 | -123.6854 | -123.6854 | -123.6854 | -123.6854 | -123.6854 | -123.6854 | -123.6854 | -123.6854 | -123.6854 | -123.6854 | -123.6854 | -123.6854 | -123.6854 | -123.6854 | -123.6854 | -123.6854 | -123.6854 | -123.6854 | -123.6854 | -123.6854 | -123.6854 | -123.6854
Iar D (franc) | 190.8376 | 190.8376 | 190.8376 | 190.8376 | 190.8376 | 190.8376 | 190.8376 | 190.8376 | 190.8376 | 190.8376 | 190.8376 | 190.8376 | 190.8376 | 190.8376 | 190.8376 | 190.8376 | 190.8376 | 190.8376 | 190.8376 | 190.8376 | 190.8376 | 190.8376 | 190.8376 | 190.8376 | 190.8376 | 190.8376 | 190.8376 | 190.8376 | 190.8376 | 190.8376 | 190.8376 | 190.8376 | 190.8376 | 190.8376 | 190.8376 | 190.8376 | 190.8376 | 190.8376 | 190.8376 | 190.8376 | 190.8376 | 190.8376 | 190.8376 | 190.8376 | 190.8376 | 190.8376 | 190.8376 | 190.8376 | 190.8376 | 190.8376 | 190.8376 | 190.8376 | 190.8376 | 190.8376 | 190.8376 | 190.8376 | 190.8376 | 190.8376 | 190.8376 | 190.8376 | 190.8376 | 190.8376 | 190.8376 | 190.8376 | 190.8376 | 190.8376 | 190.8376 | 190.8376 | 190.8376 | 190.8376 | 190.8376 | 190.8376 | 190.8376 | 190.8376 | 190.8376 | 190.8376 | 190.8376 | 190.8376 | 190.8376 | 190.8376 | 190.8376 | 190.8376 | 190.8376 | 190.8376
Zo ar d | 61.7171 | 61.7171 | 61.7171 | 61.7171 | 61.7171 | 61.7171 | 61.7171 | 61.7171 | 61.7171 | 61.7171 | 61.7171 | 61.7171 | 61.7171 | 61.7171 | 61.7171 | 61.7171 | 61.7171 | 61.7171 | 61.7171 | 61.7171 | 61.7171 | 61.7171 | 61.7171 | 61.7171 | 61.7171 | 61.7171 | 61.7171 | 61.7171 | 61.7171 | 61.7171 | 61.7171 | 61.7171 | 61.7171 | 61.7171 | 61.7171 | 61.7171 | 61.7171 | 61.7171 | 61.7171 | 61.7171 | 61.7171 | 61.7171 | 61.7171 | 61.7171 | 61.7171 | 61.7171 | 61.7171 | 61.7171 | 61.7171 | 61.7171 | 61.7171 | 61.7171 | 61.7171 | 61.7171 | 61.7171 | 61.7171 | 61.7171 | 61.7171 | 61.7171 | 61.7171 | 61.7171 | 61.7171 | 61.7171 | 61.7171 | 61.7171 | 61.7171 | 61.7171 | 61.7171 | 61.7171 | 61.7171 | 61.7171 | 61.7171 | 61.7171 | 61.7171 | 61.7171 | 61.7171 | 61.7171 | 61.7171 | 61.7171 | 61.7171 | 61.7171 | 61.7171 | 61.7171 | 61.7171
Vo= Zoard Iard | 8948.979 | 8948.979 | 8948.979 | 8948.979 | 8948.979 | 8948.979 | 8948.979 | 8948.979 | 8948.979 | 8948.979 | 8948.979 | 8948.979 | 8948.979 | 8948.979 | 8948.979 | 8948.979 | 8948.979 | 8948.979 | 8948.979 | 8948.979 | 8948.979 | 8948.979 | 8948.979 | 8948.979 | 8948.979 | 8948.979 | 8948.979 | 8948.979 | 8948.979 | 8948.979 | 8948.979 | 8948.979 | 8948.979 | 8948.979 | 8948.979 | 8948.979 | 8948.979 | 8948.979 | 8948.979 | 8948.979 | 8948.979 | 8948.979 | 8948.979 | 8948.979 | 8948.979 | 8948.979 | 8948.979 | 8948.979 | 8948.979 | 8948.979 | 8948.979 | 8948.979 | 8948.979 | 8948.979 | 8948.979 | 8948.979 | 8948.979 | 8948.979 | 8948.979 | 8948.979 | 8948.979 | 8948.979 | 8948.979 | 8948.979 | 8948.979 | 8948.979 | 8948.979 | 8948.979 | 8948.979 | 8948.979 | 8948.979 | 8948.979 | 8948.979 | 8948.979 | 8948.979 | 8948.979 | 8948.979 | 8948.979 | 8948.979 | 8948.979 | 8948.979 | 8948.979 | 8948.979 | 8948.979
Iactif | 110.4232 | 110.4232 | 110.4232 | 110.4232 | 110.4232 | 110.4232 | 110.4232 | 110.4232 | 110.4232 | 110.4232 | 110.4232 | 110.4232 | 110.4232 | 110.4232 | 110.4232 | 110.4232 | 110.4232 | 110.4232 | 110.4232 | 110.4232 | 110.4232 | 110.4232 | 110.4232 | 110.4232 | 110.4232 | 110.4232 | 110.4232 | 110.4232 | 110.4232 | 110.4232 | 110.4232 | 110.4232 | 110.4232 | 110.4232 | 110.4232 | 110.4232 | 110.4232 | 110.4232 | 110.4232 | 110.4232 | 110.4232 | 110.4232 | 110.4232 | 110.4232 | 110.4232 | 110.4232 | 110.4232 | 110.4232 | 110.4232 | 110.4232 | 110.4232 | 110.4232 | 110.4232 | 110.4232 | 110.4232 | 110.4232 | 110.4232 | 110.4232 | 110.4232 | 110.4232 | 110.4232 | 110.4232 | 110.4232 | 110.4232 | 110.4232 | 110.4232 | 110.4232 | 110.4232 | 110.4232 | 110.4232 | 110.4232 | 110.4232 | 110.4232 | 110.4232 | 110.4232 | 110.4232 | 110.4232 | 110.4232 | 110.4232 | 110.4232 | 110.4232 | 110.4232 | 110.4232 | 110.4232
Pr (kW) | 2964.525 | 2964.525 | 2964.525 | 2964.525 | 2964.525 | 2964.525 | 2964.525 | 2964.525 | 2964.525 | 2964.525 | 2964.525 | 2964.525 | 2964.525 | 2964.525 | 2964.525 | 2964.525 | 2964.525 | 2964.525 | 2964.525 | 2964.525 | 2964.525 | 2964.525 | 2964.525 | 2964.525 | 2964.525 | 2964.525 | 2964.525 | 2964.525 | 2964.525 | 2964.525 | 2964.525 | 2964.525 | 2964.525 | 2964.525 | 2964.525 | 2964.525 | 2964.525 | 2964.525 | 2964.525 | 2964.525 | 2964.525 | 2964.525 | 2964.525 | 2964.525 | 2964.525 | 2964.525 | 2964.525 | 2964.525 | 2964.525 | 2964.525 | 2964.525 | 2964.525 | 2964.525 | 2964.525 | 2964.525 | 2964.525 | 2964.525 | 2964.525 | 2964.525 | 2964.525 | 2964.525 | 2964.525 | 2964.525 | 2964.525 | 2964.525 | 2964.525 | 2964.525 | 2964.525 | 2964.525 | 2964.525 | 2964.525 | 2964.525 | 2964.525 | 2964.525 | 2964.525 | 2964.525 | 2964.525 | 2964.525 | 2964.525 | 2964.525 | 2964.525 | 2964.525 | 2964.525 | 2964.525
angle désa | -0.70511 | -0.66383 | -0.61969 | -0.5726 | -0.52246 | -0.46925 | -0.41301 | -0.35385 | -0.292 | -0.22776 | -0.16156 | -0.093891 | -0.025354 | 0.043422 | 0.11179 | 0.17913 | 0.24486 | 0.30851 | 0.36968 | 0.42808 | 0.48353 | 0.53594 | 0.58527 | 0.63158 | 0.67495 | 0.71551 | 0.7534 | 0.78877 | 0.8218 | 0.85263 | 0.88143 | 0.90835 | 0.93354 | 0.95712 | 0.97922 | 0.99995 | 1.0194 | 1.0377 | 1.055 | 1.0713 | 1.0866 | 1.1011 | 1.1148 | 1.1278 | 1.1401 | 1.1518 | 1.1629 | 1.1735 | 1.1835 | 1.1931 | 1.2022 | 1.211 | 1.2193 | 1.2273 | 1.2349 | 1.2423 | 1.2493 | 1.256 | 1.2625 | 1.2687 | 1.2747 | 1.2804 | 1.2859 | 1.2913 | 1.2964 | 1.3014 | 1.3062 | 1.3108 | 1.3153 | 1.3196 | 1.3238 | 1.3278 | 1.3317 | 1.3355 | 1.3392 | 1.3428 | 1.3463 | 1.3496 | 1.3529 | 1.356 | 1.3591 | 1.3621 | 1.365 | 1.3679
angle VoV1 | 3.8451 | 3.8038 | 3.7597 | 3.7126 | 3.6625 | 3.6092 | 3.553 | 3.4939 | 3.432 | 3.3678 | 3.3016 | 3.2339 | 3.1654 | 3.0966 | 3.0282 | 2.9609 | 2.8951 | 2.8315 | 2.7703 | 2.7119 | 2.6565 | 2.6041 | 2.5547 | 2.5084 | 2.465 | 2.4245 | 2.3866 | 2.3512 | 2.3182 | 2.2874 | 2.2586 | 2.2316 | 2.2065 | 2.1829 | 2.1608 | 2.14 | 2.1206 | 2.1023 | 2.085 | 2.0687 | 2.0534 | 2.0389 | 2.0252 | 2.0122 | 1.9999 | 1.9882 | 1.9771 | 1.9665 | 1.9565 | 1.9469 | 1.9378 | 1.929 | 1.9207 | 1.9127 | 1.9051 | 1.8977 | 1.8907 | 1.884 | 1.8775 | 1.8713 | 1.8653 | 1.8596 | 1.8541 | 1.8487 | 1.8436 | 1.8386 | 1.8338 | 1.8292 | 1.8247 | 1.8204 | 1.8162 | 1.8122 | 1.8083 | 1.8045 | 1.8008 | 1.7972 | 1.7937 | 1.7904 | 1.7871 | 1.784 | 1.7809 | 1.7779 | 1.775 | 1.7721
Ax2 | 1 | 1 | 1 | 1 | 1 | 1 | 1 | 1 | 1 | 1 | 1 | 1 | 1 | 1 | 1 | 1 | 1 | 1 | 1 | 1 | 1 | 1 | 1 | 1 | 1 | 1 | 1 | 1 | 1 | 1 | 1 | 1 | 1 | 1 | 1 | 1 | 1 | 1 | 1 | 1 | 1 | 1 | 1 | 1 | 1 | 1 | 1 | 1 | 1 | 1 | 1 | 1 | 1 | 1 | 1 | 1 | 1 | 1 | 1 | 1 | 1 | 1 | 1 | 1 | 1 | 1 | 1 | 1 | 1 | 1 | 1 | 1 | 1 | 1 | 1 | 1 | 1 | 1 | 1 | 1 | 1 | 1 | 1 | 1
Bx | 13648.4575 | 14114.6956 | 14586.4863 | 15058.6072 | 15524.4988 | 15976.2135 | 16404.4802 | 16798.9295 | 17148.5142 | 17442.1377 | 17669.4567 | 17821.7761 | 17892.9058 | 17879.8272 | 17783.0356 | 17606.4843 | 17357.1442 | 17044.2693 | 16678.5147 | 16271.0543 | 15832.8188 | 15373.9226 | 14903.2979 | 14428.5183 | 13955.7701 | 13489.9278 | 13034.6906 | 12592.7476 | 12165.9479 | 11755.4621 | 11361.9252 | 10985.5598 | 10626.2785 | 10283.7667 | 9957.5487 | 9647.0392 | 9351.5835 | 9070.4874 | 8803.0398 | 8548.5293 | 8306.2563 | 8075.541 | 7855.7293 | 7646.1961 | 7446.3474 | 7255.6209 | 7073.4866 | 6899.4457 | 6733.03 | 6573.8004 | 6421.3457 | 6275.2813 | 6135.2472 | 6000.9068 | 5871.9457 | 5748.0696 | 5629.0035 | 5514.4901 | 5404.2887 | 5298.1739 | 5195.9349 | 5097.3739 | 5002.3056 | 4910.5563 | 4821.963 | 4736.3724 | 4653.6407 | 4573.6326 | 4496.221 | 4421.2859 | 4348.7146 | 4278.4006 | 4210.2438 | 4144.1494 | 4080.028 | 4017.7951 | 3957.3709 | 3898.6797 | 3841.6501 | 3786.2141 | 3732.3077 | 3679.8698 | 3628.8427 | 3579.1714
C | -58635775 | -58635775 | -58635775 | -58635775 | -58635775 | -58635775 | -58635775 | -58635775 | -58635775 | -58635775 | -58635775 | -58635775 | -58635775 | -58635775 | -58635775 | -58635775 | -58635775 | -58635775 | -58635775 | -58635775 | -58635775 | -58635775 | -58635775 | -58635775 | -58635775 | -58635775 | -58635775 | -58635775 | -58635775 | -58635775 | -58635775 | -58635775 | -58635775 | -58635775 | -58635775 | -58635775 | -58635775 | -58635775 | -58635775 | -58635775 | -58635775 | -58635775 | -58635775 | -58635775 | -58635775 | -58635775 | -58635775 | -58635775 | -58635775 | -58635775 | -58635775 | -58635775 | -58635775 | -58635775 | -58635775 | -58635775 | -58635775 | -58635775 | -58635775 | -58635775 | -58635775 | -58635775 | -58635775 | -58635775 | -58635775 | -58635775 | -58635775 | -58635775 | -58635775 | -58635775 | -58635775 | -58635775 | -58635775 | -58635775 | -58635775 | -58635775 | -58635775 | -58635775 | -58635775 | -58635775 | -58635775 | -58635775 | -58635775 | -58635775
D | 420823491.782 | 433767732.6124 | 447308683.6012 | 461304751.1571 | 475553161.7445 | 489782496.4825 | 503650071.8059 | 516747131.2168 | 528614637.6703 | 538771266.5155 | 546752799.6584 | 552158803.0422 | 554699177.7953 | 554231321.5879 | 550779453.9298 | 544531390.2215 | 535813553.3083 | 525050215.1602 | 512715952.731 | 499290308.8966 | 485221252.3095 | 470900595.1906 | 456651388.7294 | 442725240.6317 | 429306620.1028 | 416521253.3039 | 404446259.8045 | 393120391.0293 | 382553388.7315 | 372733989.3748 | 363636443.6194 | 355225623.8842 | 347460894.8932 | 340298957.8063 | 333695875.6891 | 327608465.8374 | 321995214.8288 | 316816841.9437 | 312036609.1908 | 307620452.9411 | 303536993.3329 | 299757462.7752 | 296255583.4809 | 293007415.3454 | 289991189.083 | 287187134.8237 | 284577312.9616 | 282145451.5947 | 279876793.1658 | 277757951.7016 | 275776781.2253 | 273922255.3588 | 272184357.7764 | 270553982.9524 | 269022846.5189 | 267583404.4953 | 266228780.636 | 264952701.1611 | 263749436.1637 | 262613747.0388 | 261540839.3208 | 260526320.3747 | 259566161.4312 | 258656663.5083 | 257794426.8075 | 256976323.2119 | 256199471.5571 | 255461215.3783 | 254759102.8692 | 254090868.818 | 253454418.3112 | 252847812.0186 | 252269252.8942 | 251717074.1443 | 251189728.3331 | 250685777.5073 | 250203884.2365 | 249742803.4769 | 249301375.1739 | 248878517.5317 | 248473220.8831 | 248084542.1002 | 247711599.4943 | 247353568.1569
solution 1 (V1) | 3432.7627 | 3356.1978 | 3281.5935 | 3209.6995 | 3141.3413 | 3077.4084 | 3018.8346 | 2966.5716 | 2921.5534 | 2884.6546 | 2856.6445 | 2838.1417 | 2829.5734 | 2831.1454 | 2842.8277 | 2864.356 | 2895.2513 | 2934.8525 | 2982.3586 | 3036.8753 | 3097.4597 | 3163.1608 | 3233.0526 | 3306.2594 | 3381.9728 | 3459.4622 | 3538.0793 | 3617.2581 | 3696.5121 | 3775.4289 | 3853.6644 | 3930.9352 | 4007.0122 | 4081.7135 | 4154.8979 | 4226.4592 | 4296.3208 | 4364.431 | 4430.7591 | 4495.2914 | 4558.0284 | 4618.9821 | 4678.1737 | 4735.6316 | 4791.3902 | 4845.4878 | 4897.9664 | 4948.87 | 4998.2443 | 5046.1357 | 5092.5913 | 5137.6578 | 5181.3818 | 5223.8092 | 5264.9851 | 5304.9536 | 5343.7576 | 5381.4388 | 5418.0379 | 5453.5939 | 5488.1447 | 5521.7269 | 5554.3758 | 5586.1251 | 5617.0075 | 5647.0543 | 5676.2958 | 5704.7607 | 5732.477 | 5759.4711 | 5785.7686 | 5811.3942 | 5836.3712 | 5860.7223 | 5884.4691 | 5907.6323 | 5930.2317 | 5952.2866 | 5973.8152 | 5994.835 | 6015.3628 | 6035.4149 | 6055.0068 | 6074.1533
solution 2 | -17081.2202 | -17470.8935 | -17868.0799 | -18268.3067 | -18665.8401 | -19053.6218 | -19423.3148 | -19765.5011 | -20070.0676 | -20326.7923 | -20526.1012 | -20659.9178 | -20722.4792 | -20710.9726 | -20625.8632 | -20470.8404 | -20252.3955 | -19979.1218 | -19660.8733 | -19307.9296 | -18930.2785 | -18537.0833 | -18136.3505 | -17734.7777 | -17337.7429 | -16949.3901 | -16572.77 | -16210.0057 | -15862.46 | -15530.891 | -15215.5895 | -14916.495 | -14633.2907 | -14365.4802 | -14112.4466 | -13873.4984 | -13647.9043 | -13434.9184 | -13233.7989 | -13043.8207 | -12864.2847 | -12694.5231 | -12533.903 | -12381.8278 | -12237.7375 | -12101.1087 | -11971.453 | -11848.3158 | -11731.2743 | -11619.9361 | -11513.937 | -11412.9391 | -11316.6289 | -11224.716 | -11136.9308 | -11053.0232 | -10972.7611 | -10895.9289 | -10822.3265 | -10751.7678 | -10684.0796 | -10619.1008 | -10556.6814 | -10496.6814 | -10438.9704 | -10383.4267 | -10329.9365 | -10278.3934 | -10228.6979 | -10180.7569 | -10134.4832 | -10089.7948 | -10046.615 | -10004.8717 | -9964.4971 | -9925.4274 | -9887.6026 | -9850.9663 | -9815.4652 | -9781.0491 | -9747.6705 | -9715.2848 | -9683.8495 | -9653.3248
I actif (réel) | 110.4232 | 110.4232 | 110.4232 | 110.4232 | 110.4232 | 110.4232 | 110.4232 | 110.4232 | 110.4232 | 110.4232 | 110.4232 | 110.4232 | 110.4232 | 110.4232 | 110.4232 | 110.4232 | 110.4232 | 110.4232 | 110.4232 | 110.4232 | 110.4232 | 110.4232 | 110.4232 | 110.4232 | 110.4232 | 110.4232 | 110.4232 | 110.4232 | 110.4232 | 110.4232 | 110.4232 | 110.4232 | 110.4232 | 110.4232 | 110.4232 | 110.4232 | 110.4232 | 110.4232 | 110.4232 | 110.4232 | 110.4232 | 110.4232 | 110.4232 | 110.4232 | 110.4232 | 110.4232 | 110.4232 | 110.4232 | 110.4232 | 110.4232 | 110.4232 | 110.4232 | 110.4232 | 110.4232 | 110.4232 | 110.4232 | 110.4232 | 110.4232 | 110.4232 | 110.4232 | 110.4232 | 110.4232 | 110.4232 | 110.4232 | 110.4232 | 110.4232 | 110.4232 | 110.4232 | 110.4232 | 110.4232 | 110.4232 | 110.4232 | 110.4232 | 110.4232 | 110.4232 | 110.4232 | 110.4232 | 110.4232 | 110.4232 | 110.4232 | 110.4232 | 110.4232 | 110.4232 | 110.4232
angle desa ard | -0.70511 | -0.70511 | -0.70511 | -0.70511 | -0.70511 | -0.70511 | -0.70511 | -0.70511 | -0.70511 | -0.70511 | -0.70511 | -0.70511 | -0.70511 | -0.70511 | -0.70511 | -0.70511 | -0.70511 | -0.70511 | -0.70511 | -0.70511 | -0.70511 | -0.70511 | -0.70511 | -0.70511 | -0.70511 | -0.70511 | -0.70511 | -0.70511 | -0.70511 | -0.70511 | -0.70511 | -0.70511 | -0.70511 | -0.70511 | -0.70511 | -0.70511 | -0.70511 | -0.70511 | -0.70511 | -0.70511 | -0.70511 | -0.70511 | -0.70511 | -0.70511 | -0.70511 | -0.70511 | -0.70511 | -0.70511 | -0.70511 | -0.70511 | -0.70511 | -0.70511 | -0.70511 | -0.70511 | -0.70511 | -0.70511 | -0.70511 | -0.70511 | -0.70511 | -0.70511 | -0.70511 | -0.70511 | -0.70511 | -0.70511 | -0.70511 | -0.70511 | -0.70511 | -0.70511 | -0.70511 | -0.70511 | -0.70511 | -0.70511 | -0.70511 | -0.70511 | -0.70511 | -0.70511 | -0.70511 | -0.70511 | -0.70511 | -0.70511 | -0.70511 | -0.70511 | -0.70511 | -0.70511
Iard imaginaire | -93.9772 | -93.9772 | -93.9772 | -93.9772 | -93.9772 | -93.9772 | -93.9772 | -93.9772 | -93.9772 | -93.9772 | -93.9772 | -93.9772 | -93.9772 | -93.9772 | -93.9772 | -93.9772 | -93.9772 | -93.9772 | -93.9772 | -93.9772 | -93.9772 | -93.9772 | -93.9772 | -93.9772 | -93.9772 | -93.9772 | -93.9772 | -93.9772 | -93.9772 | -93.9772 | -93.9772 | -93.9772 | -93.9772 | -93.9772 | -93.9772 | -93.9772 | -93.9772 | -93.9772 | -93.9772 | -93.9772 | -93.9772 | -93.9772 | -93.9772 | -93.9772 | -93.9772 | -93.9772 | -93.9772 | -93.9772 | -93.9772 | -93.9772 | -93.9772 | -93.9772 | -93.9772 | -93.9772 | -93.9772 | -93.9772 | -93.9772 | -93.9772 | -93.9772 | -93.9772 | -93.9772 | -93.9772 | -93.9772 | -93.9772 | -93.9772 | -93.9772 | -93.9772 | -93.9772 | -93.9772 | -93.9772 | -93.9772 | -93.9772 | -93.9772 | -93.9772 | -93.9772 | -93.9772 | -93.9772 | -93.9772 | -93.9772 | -93.9772 | -93.9772 | -93.9772 | -93.9772 | -93.9772
I ard | #NAME? | #NAME? | #NAME? | #NAME? | #NAME? | #NAME? | #NAME? | #NAME? | #NAME? | #NAME? | #NAME? | #NAME? | #NAME? | #NAME? | #NAME? | #NAME? | #NAME? | #NAME? | #NAME? | #NAME? | #NAME? | #NAME? | #NAME? | #NAME? | #NAME? | #NAME? | #NAME? | #NAME? | #NAME? | #NAME? | #NAME? | #NAME? | #NAME? | #NAME? | #NAME? | #NAME? | #NAME? | #NAME? | #NAME? | #NAME? | #NAME? | #NAME? | #NAME? | #NAME? | #NAME? | #NAME? | #NAME? | #NAME? | #NAME? | #NAME? | #NAME? | #NAME? | #NAME? | #NAME? | #NAME? | #NAME? | #NAME? | #NAME? | #NAME? | #NAME? | #NAME? | #NAME? | #NAME? | #NAME? | #NAME? | #NAME? | #NAME? | #NAME? | #NAME? | #NAME? | #NAME? | #NAME? | #NAME? | #NAME? | #NAME? | #NAME? | #NAME? | #NAME? | #NAME? | #NAME? | #NAME? | #NAME? | #NAME? | #NAME?
module I ard | #NAME? | #NAME? | #NAME? | #NAME? | #NAME? | #NAME? | #NAME? | #NAME? | #NAME? | #NAME? | #NAME? | #NAME? | #NAME? | #NAME? | #NAME? | #NAME? | #NAME? | #NAME? | #NAME? | #NAME? | #NAME? | #NAME? | #NAME? | #NAME? | #NAME? | #NAME? | #NAME? | #NAME? | #NAME? | #NAME? | #NAME? | #NAME? | #NAME? | #NAME? | #NAME? | #NAME? | #NAME? | #NAME? | #NAME? | #NAME? | #NAME? | #NAME? | #NAME? | #NAME? | #NAME? | #NAME? | #NAME? | #NAME? | #NAME? | #NAME? | #NAME? | #NAME? | #NAME? | #NAME? | #NAME? | #NAME? | #NAME? | #NAME? | #NAME? | #NAME? | #NAME? | #NAME? | #NAME? | #NAME? | #NAME? | #NAME? | #NAME? | #NAME? | #NAME? | #NAME? | #NAME? | #NAME? | #NAME? | #NAME? | #NAME? | #NAME? | #NAME? | #NAME? | #NAME? | #NAME? | #NAME? | #NAME? | #NAME? | #NAME?
Ic ard réduit | 0 | 7.5981 | 15.1962 | 22.7942 | 30.3923 | 37.9904 | 45.5885 | 53.1866 | 60.7847 | 68.3827 | 75.9808 | 83.5789 | 91.177 | 98.7751 | 106.3731 | 113.9712 | 121.5693 | 129.1674 | 136.7655 | 144.3635 | 151.9616 | 159.5597 | 167.1578 | 174.7559 | 182.354 | 189.952 | 197.5501 | 205.1482 | 212.7463 | 220.3444 | 227.9424 | 235.5405 | 243.1386 | 250.7367 | 258.3348 | 265.9329 | 273.5309 | 281.129 | 288.7271 | 296.3252 | 303.9233 | 311.5213 | 319.1194 | 326.7175 | 334.3156 | 341.9137 | 349.5117 | 357.1098 | 364.7079 | 372.306 | 379.9041 | 387.5022 | 395.1002 | 402.6983 | 410.2964 | 417.8945 | 425.4926 | 433.0906 | 440.6887 | 448.2868 | 455.8849 | 463.483 | 471.0811 | 478.6791 | 486.2772 | 493.8753 | 501.4734 | 509.0715 | 516.6695 | 524.2676 | 531.8657 | 539.4638 | 547.0619 | 554.66 | 562.258 | 569.8561 | 577.4542 | 585.0523 | 592.6504 | 600.2484 | 607.8465 | 615.4446 | 623.0427 | 630.6408
Ic ard réduit | #NAME? | #NAME? | #NAME? | #NAME? | #NAME? | #NAME? | #NAME? | #NAME? | #NAME? | #NAME? | #NAME? | #NAME? | #NAME? | #NAME? | #NAME? | #NAME? | #NAME? | #NAME? | #NAME? | #NAME? | #NAME? | #NAME? | #NAME? | #NAME? | #NAME? | #NAME? | #NAME? | #NAME? | #NAME? | #NAME? | #NAME? | #NAME? | #NAME? | #NAME? | #NAME? | #NAME? | #NAME? | #NAME? | #NAME? | #NAME? | #NAME? | #NAME? | #NAME? | #NAME? | #NAME? | #NAME? | #NAME? | #NAME? | #NAME? | #NAME? | #NAME? | #NAME? | #NAME? | #NAME? | #NAME? | #NAME? | #NAME? | #NAME? | #NAME? | #NAME? | #NAME? | #NAME? | #NAME? | #NAME? | #NAME? | #NAME? | #NAME? | #NAME? | #NAME? | #NAME? | #NAME? | #NAME? | #NAME? | #NAME? | #NAME? | #NAME? | #NAME? | #NAME? | #NAME? | #NAME? | #NAME? | #NAME? | #NAME? | #NAME?
Idéf.= Iard + Ic ard | #NAME? | #NAME? | #NAME? | #NAME? | #NAME? | #NAME? | #NAME? | #NAME? | #NAME? | #NAME? | #NAME? | #NAME? | #NAME? | #NAME? | #NAME? | #NAME? | #NAME? | #NAME? | #NAME? | #NAME? | #NAME? | #NAME? | #NAME? | #NAME? | #NAME? | #NAME? | #NAME? | #NAME? | #NAME? | #NAME? | #NAME? | #NAME? | #NAME? | #NAME? | #NAME? | #NAME? | #NAME? | #NAME? | #NAME? | #NAME? | #NAME? | #NAME? | #NAME? | #NAME? | #NAME? | #NAME? | #NAME? | #NAME? | #NAME? | #NAME? | #NAME? | #NAME? | #NAME? | #NAME? | #NAME? | #NAME? | #NAME? | #NAME? | #NAME? | #NAME? | #NAME? | #NAME? | #NAME? | #NAME? | #NAME? | #NAME? | #NAME? | #NAME? | #NAME? | #NAME? | #NAME? | #NAME? | #NAME? | #NAME? | #NAME? | #NAME? | #NAME? | #NAME? | #NAME? | #NAME? | #NAME? | #NAME? | #NAME? | #NAME?
Idef (module) | #NAME? | #NAME? | #NAME? | #NAME? | #NAME? | #NAME? | #NAME? | #NAME? | #NAME? | #NAME? | #NAME? | #NAME? | #NAME? | #NAME? | #NAME? | #NAME? | #NAME? | #NAME? | #NAME? | #NAME? | #NAME? | #NAME? | #NAME? | #NAME? | #NAME? | #NAME? | #NAME? | #NAME? | #NAME? | #NAME? | #NAME? | #NAME? | #NAME? | #NAME? | #NAME? | #NAME? | #NAME? | #NAME? | #NAME? | #NAME? | #NAME? | #NAME? | #NAME? | #NAME? | #NAME? | #NAME? | #NAME? | #NAME? | #NAME? | #NAME? | #NAME? | #NAME? | #NAME? | #NAME? | #NAME? | #NAME? | #NAME? | #NAME? | #NAME? | #NAME? | #NAME? | #NAME? | #NAME? | #NAME? | #NAME? | #NAME? | #NAME? | #NAME? | #NAME? | #NAME? | #NAME? | #NAME? | #NAME? | #NAME? | #NAME? | #NAME? | #NAME? | #NAME? | #NAME? | #NAME? | #NAME? | #NAME? | #NAME? | #NAME?
Rd = V1 / Idef | #NAME? | #NAME? | #NAME? | #NAME? | #NAME? | #NAME? | #NAME? | #NAME? | #NAME? | #NAME? | #NAME? | #NAME? | #NAME? | #NAME? | #NAME? | #NAME? | #NAME? | #NAME? | #NAME? | #NAME? | #NAME? | #NAME? | #NAME? | #NAME? | #NAME? | #NAME? | #NAME? | #NAME? | #NAME? | #NAME? | #NAME? | #NAME? | #NAME? | #NAME? | #NAME? | #NAME? | #NAME? | #NAME? | #NAME? | #NAME? | #NAME? | #NAME? | #NAME? | #NAME? | #NAME? | #NAME? | #NAME? | #NAME? | #NAME? | #NAME? | #NAME? | #NAME? | #NAME? | #NAME? | #NAME? | #NAME? | #NAME? | #NAME? | #NAME? | #NAME? | #NAME? | #NAME? | #NAME? | #NAME? | #NAME? | #NAME? | #NAME? | #NAME? | #NAME? | #NAME? | #NAME? | #NAME? | #NAME? | #NAME? | #NAME? | #NAME? | #NAME? | #NAME? | #NAME? | #NAME? | #NAME? | #NAME? | #NAME? | #NAME?
Rd (test) PAH ARR | #NAME? | #NAME? | #NAME? | #NAME? | #NAME? | #NAME? | #NAME? | #NAME? | #NAME? | #NAME? | #NAME? | #NAME? | #NAME? | #NAME? | #NAME? | #NAME? | #NAME? | #NAME? | #NAME? | #NAME? | #NAME? | #NAME? | #NAME? | #NAME? | #NAME? | #NAME? | #NAME? | #NAME? | #NAME? | #NAME? | #NAME? | #NAME? | #NAME? | #NAME? | #NAME? | #NAME? | #NAME? | #NAME? | #NAME? | #NAME? | #NAME? | #NAME? | #NAME? | #NAME? | #NAME? | #NAME? | #NAME? | #NAME? | #NAME? | #NAME? | #NAME? | #NAME? | #NAME? | #NAME? | #NAME? | #NAME? | #NAME? | #NAME? | #NAME? | #NAME? | #NAME? | #NAME? | #NAME? | #NAME? | #NAME? | #NAME? | #NAME? | #NAME? | #NAME? | #NAME? | #NAME? | #NAME? | #NAME? | #NAME? | #NAME? | #NAME? | #NAME? | #NAME? | #NAME? | #NAME? | #NAME? | #NAME? | #NAME? | #NAME?
Sensibilité PAH Transfo
| PAH | 160 | Zoamont impédance vue de l'arrivée en défaut |  |  |  | rpn : | 81.0426 | 3Io Ard - 3Io Dd | 0 | In actif franc | 145.3304
| Vn: | 11777.9455 |  |  |  |  | Xop/3 // : | 95.225 |  |  | In self franc | 123.6854
| UHTA | 20400 | I actif | 145.3304 |  |  | Iselfique | 123.6854
Capacitif total(x) | 0 | 10 | 20 | 30 | 40 | 50 | 60 | 70 | 80 | 90 | 100 | 110 | 120 | 130 | 140 | 150 | 160 | 170 | 180 | 190 | 200 | 210 | 220 | 230 | 240 | 250 | 260 | 270 | 280 | 290 | 300 | 310 | 320 | 330 | 340 | 350 | 360 | 370 | 380 | 390 | 400 | 410 | 420 | 430 | 440 | 450 | 460 | 470 | 480 | 490 | 500 | 510 | 520 | 530 | 540 | 550 | 560 | 570 | 580 | 590 | 600 | 610 | 620 | 630 | 640 | 650 | 660 | 670 | 680 | 690 | 700 | 710 | 720 | 730 | 740 | 750 | 760 | 770 | 780 | 790 | 800 | 810 | 820 | 830
(IC - IL) total | -123.6854 | -113.6854 | -103.6854 | -93.6854 | -83.6854 | -73.6854 | -63.6854 | -53.6854 | -43.6854 | -33.6854 | -23.6854 | -13.6854 | -3.6854 | 6.3146 | 16.3146 | 26.3146 | 36.3146 | 46.3146 | 56.3146 | 66.3146 | 76.3146 | 86.3146 | 96.3146 | 106.3146 | 116.3146 | 126.3146 | 136.3146 | 146.3146 | 156.3146 | 166.3146 | 176.3146 | 186.3146 | 196.3146 | 206.3146 | 216.3146 | 226.3146 | 236.3146 | 246.3146 | 256.3146 | 266.3146 | 276.3146 | 286.3146 | 296.3146 | 306.3146 | 316.3146 | 326.3146 | 336.3146 | 346.3146 | 356.3146 | 366.3146 | 376.3146 | 386.3146 | 396.3146 | 406.3146 | 416.3146 | 426.3146 | 436.3146 | 446.3146 | 456.3146 | 466.3146 | 476.3146 | 486.3146 | 496.3146 | 506.3146 | 516.3146 | 526.3146 | 536.3146 | 546.3146 | 556.3146 | 566.3146 | 576.3146 | 586.3146 | 596.3146 | 606.3146 | 616.3146 | 626.3146 | 636.3146 | 646.3146 | 656.3146 | 666.3146 | 676.3146 | 686.3146 | 696.3146 | 706.3146
Idef Franc | 190.8376 | 184.5137 | 178.5262 | 172.91 | 167.7026 | 162.9431 | 158.6718 | 154.9292 | 151.7542 | 149.1832 | 147.2478 | 145.9733 | 145.3771 | 145.4675 | 146.2432 | 147.6935 | 149.7988 | 152.5318 | 155.8597 | 159.7452 | 164.1488 | 169.03 | 174.3485 | 180.0658 | 186.1451 | 192.552 | 199.2551 | 206.2253 | 213.4366 | 220.8652 | 228.4901 | 236.2923 | 244.2546 | 252.3621 | 260.6011 | 268.9595 | 277.4266 | 285.9926 | 294.6491 | 303.3881 | 312.2029 | 321.0871 | 330.0352 | 339.0421 | 348.1032 | 357.2144 | 366.372 | 375.5725 | 384.8129 | 394.0904 | 403.4025 | 412.7467 | 422.121 | 431.5234 | 440.9521 | 450.4054 | 459.8819 | 469.38 | 478.8986 | 488.4365 | 497.9925 | 507.5655 | 517.1548 | 526.7593 | 536.3783 | 546.0109 | 555.6566 | 565.3145 | 574.9842 | 584.665 | 594.3563 | 604.0577 | 613.7687 | 623.4888 | 633.2176 | 642.9548 | 652.6999 | 662.4526 | 672.2126 | 681.9795 | 691.7531 | 701.533 | 711.3191 | 721.1111
Zo total | 61.7171 | 63.8324 | 65.9732 | 68.116 | 70.2311 | 72.2826 | 74.2283 | 76.0215 | 77.612 | 78.9495 | 79.9872 | 80.6856 | 81.0165 | 80.9662 | 80.5367 | 79.7458 | 78.6251 | 77.2163 | 75.5676 | 73.7296 | 71.7516 | 69.6796 | 67.554 | 65.4091 | 63.2729 | 61.1676 | 59.1099 | 57.112 | 55.1824 | 53.3264 | 51.5468 | 49.8448 | 48.2199 | 46.6708 | 45.1953 | 43.7908 | 42.4543 | 41.1827 | 39.9728 | 38.8214 | 37.7253 | 36.6815 | 35.6869 | 34.7389 | 33.8346 | 32.9716 | 32.1475 | 31.36 | 30.6069 | 29.8864 | 29.1965 | 28.5355 | 27.9018 | 27.2939 | 26.7103 | 26.1497 | 25.6108 | 25.0926 | 24.5938 | 24.1136 | 23.6509 | 23.2048 | 22.7745 | 22.3593 | 21.9583 | 21.5709 | 21.1964 | 20.8343 | 20.4839 | 20.1448 | 19.8163 | 19.498 | 19.1896 | 18.8904 | 18.6002 | 18.3185 | 18.045 | 17.7793 | 17.5212 | 17.2702 | 17.0262 | 16.7889 | 16.5579 | 16.3331
Vo= Zn In | #NAME? | #NAME? | #NAME? | #NAME? | #NAME? | #NAME? | #NAME? | #NAME? | #NAME? | #NAME? | #NAME? | #NAME? | #NAME? | #NAME? | #NAME? | #NAME? | #NAME? | #NAME? | #NAME? | #NAME? | #NAME? | #NAME? | #NAME? | #NAME? | #NAME? | #NAME? | #NAME? | #NAME? | #NAME? | #NAME? | #NAME? | #NAME? | #NAME? | #NAME? | #NAME? | #NAME? | #NAME? | #NAME? | #NAME? | #NAME? | #NAME? | #NAME? | #NAME? | #NAME? | #NAME? | #NAME? | #NAME? | #NAME? | #NAME? | #NAME? | #NAME? | #NAME? | #NAME? | #NAME? | #NAME? | #NAME? | #NAME? | #NAME? | #NAME? | #NAME? | #NAME? | #NAME? | #NAME? | #NAME? | #NAME? | #NAME? | #NAME? | #NAME? | #NAME? | #NAME? | #NAME? | #NAME? | #NAME? | #NAME? | #NAME? | #NAME? | #NAME? | #NAME? | #NAME? | #NAME? | #NAME? | #NAME? | #NAME? | #NAME?
Iactif | #NAME? | #NAME? | #NAME? | #NAME? | #NAME? | #NAME? | #NAME? | #NAME? | #NAME? | #NAME? | #NAME? | #NAME? | #NAME? | #NAME? | #NAME? | #NAME? | #NAME? | #NAME? | #NAME? | #NAME? | #NAME? | #NAME? | #NAME? | #NAME? | #NAME? | #NAME? | #NAME? | #NAME? | #NAME? | #NAME? | #NAME? | #NAME? | #NAME? | #NAME? | #NAME? | #NAME? | #NAME? | #NAME? | #NAME? | #NAME? | #NAME? | #NAME? | #NAME? | #NAME? | #NAME? | #NAME? | #NAME? | #NAME? | #NAME? | #NAME? | #NAME? | #NAME? | #NAME? | #NAME? | #NAME? | #NAME? | #NAME? | #NAME? | #NAME? | #NAME? | #NAME? | #NAME? | #NAME? | #NAME? | #NAME? | #NAME? | #NAME? | #NAME? | #NAME? | #NAME? | #NAME? | #NAME? | #NAME? | #NAME? | #NAME? | #NAME? | #NAME? | #NAME? | #NAME? | #NAME? | #NAME? | #NAME? | #NAME? | #NAME?
Pr (kW) | #NAME? | #NAME? | #NAME? | #NAME? | #NAME? | #NAME? | #NAME? | #NAME? | #NAME? | #NAME? | #NAME? | #NAME? | #NAME? | #NAME? | #NAME? | #NAME? | #NAME? | #NAME? | #NAME? | #NAME? | #NAME? | #NAME? | #NAME? | #NAME? | #NAME? | #NAME? | #NAME? | #NAME? | #NAME? | #NAME? | #NAME? | #NAME? | #NAME? | #NAME? | #NAME? | #NAME? | #NAME? | #NAME? | #NAME? | #NAME? | #NAME? | #NAME? | #NAME? | #NAME? | #NAME? | #NAME? | #NAME? | #NAME? | #NAME? | #NAME? | #NAME? | #NAME? | #NAME? | #NAME? | #NAME? | #NAME? | #NAME? | #NAME? | #NAME? | #NAME? | #NAME? | #NAME? | #NAME? | #NAME? | #NAME? | #NAME? | #NAME? | #NAME? | #NAME? | #NAME? | #NAME? | #NAME? | #NAME? | #NAME? | #NAME? | #NAME? | #NAME? | #NAME? | #NAME? | #NAME? | #NAME? | #NAME? | #NAME? | #NAME?
angle désa | -0.70511 | -0.66383 | -0.61969 | -0.5726 | -0.52246 | -0.46925 | -0.41301 | -0.35385 | -0.292 | -0.22776 | -0.16156 | -0.093891 | -0.025354 | 0.043422 | 0.11179 | 0.17913 | 0.24486 | 0.30851 | 0.36968 | 0.42808 | 0.48353 | 0.53594 | 0.58527 | 0.63158 | 0.67495 | 0.71551 | 0.7534 | 0.78877 | 0.8218 | 0.85263 | 0.88143 | 0.90835 | 0.93354 | 0.95712 | 0.97922 | 0.99995 | 1.0194 | 1.0377 | 1.055 | 1.0713 | 1.0866 | 1.1011 | 1.1148 | 1.1278 | 1.1401 | 1.1518 | 1.1629 | 1.1735 | 1.1835 | 1.1931 | 1.2022 | 1.211 | 1.2193 | 1.2273 | 1.2349 | 1.2423 | 1.2493 | 1.256 | 1.2625 | 1.2687 | 1.2747 | 1.2804 | 1.2859 | 1.2913 | 1.2964 | 1.3014 | 1.3062 | 1.3108 | 1.3153 | 1.3196 | 1.3238 | 1.3278 | 1.3317 | 1.3355 | 1.3392 | 1.3428 | 1.3463 | 1.3496 | 1.3529 | 1.356 | 1.3591 | 1.3621 | 1.365 | 1.3679
angle VoV1 | 3.8451 | 3.8038 | 3.7597 | 3.7126 | 3.6625 | 3.6092 | 3.553 | 3.4939 | 3.432 | 3.3678 | 3.3016 | 3.2339 | 3.1654 | 3.0966 | 3.0282 | 2.9609 | 2.8951 | 2.8315 | 2.7703 | 2.7119 | 2.6565 | 2.6041 | 2.5547 | 2.5084 | 2.465 | 2.4245 | 2.3866 | 2.3512 | 2.3182 | 2.2874 | 2.2586 | 2.2316 | 2.2065 | 2.1829 | 2.1608 | 2.14 | 2.1206 | 2.1023 | 2.085 | 2.0687 | 2.0534 | 2.0389 | 2.0252 | 2.0122 | 1.9999 | 1.9882 | 1.9771 | 1.9665 | 1.9565 | 1.9469 | 1.9378 | 1.929 | 1.9207 | 1.9127 | 1.9051 | 1.8977 | 1.8907 | 1.884 | 1.8775 | 1.8713 | 1.8653 | 1.8596 | 1.8541 | 1.8487 | 1.8436 | 1.8386 | 1.8338 | 1.8292 | 1.8247 | 1.8204 | 1.8162 | 1.8122 | 1.8083 | 1.8045 | 1.8008 | 1.7972 | 1.7937 | 1.7904 | 1.7871 | 1.784 | 1.7809 | 1.7779 | 1.775 | 1.7721
Ax2 | 1 | 1 | 1 | 1 | 1 | 1 | 1 | 1 | 1 | 1 | 1 | 1 | 1 | 1 | 1 | 1 | 1 | 1 | 1 | 1 | 1 | 1 | 1 | 1 | 1 | 1 | 1 | 1 | 1 | 1 | 1 | 1 | 1 | 1 | 1 | 1 | 1 | 1 | 1 | 1 | 1 | 1 | 1 | 1 | 1 | 1 | 1 | 1 | 1 | 1 | 1 | 1 | 1 | 1 | 1 | 1 | 1 | 1 | 1 | 1 | 1 | 1 | 1 | 1 | 1 | 1 | 1 | 1 | 1 | 1 | 1 | 1 | 1 | 1 | 1 | 1 | 1 | 1 | 1 | 1 | 1 | 1 | 1 | 1
Bx | #NAME? | #NAME? | #NAME? | #NAME? | #NAME? | #NAME? | #NAME? | #NAME? | #NAME? | #NAME? | #NAME? | #NAME? | #NAME? | #NAME? | #NAME? | #NAME? | #NAME? | #NAME? | #NAME? | #NAME? | #NAME? | #NAME? | #NAME? | #NAME? | #NAME? | #NAME? | #NAME? | #NAME? | #NAME? | #NAME? | #NAME? | #NAME? | #NAME? | #NAME? | #NAME? | #NAME? | #NAME? | #NAME? | #NAME? | #NAME? | #NAME? | #NAME? | #NAME? | #NAME? | #NAME? | #NAME? | #NAME? | #NAME? | #NAME? | #NAME? | #NAME? | #NAME? | #NAME? | #NAME? | #NAME? | #NAME? | #NAME? | #NAME? | #NAME? | #NAME? | #NAME? | #NAME? | #NAME? | #NAME? | #NAME? | #NAME? | #NAME? | #NAME? | #NAME? | #NAME? | #NAME? | #NAME? | #NAME? | #NAME? | #NAME? | #NAME? | #NAME? | #NAME? | #NAME? | #NAME? | #NAME? | #NAME? | #NAME? | #NAME?
C | #NAME? | #NAME? | #NAME? | #NAME? | #NAME? | #NAME? | #NAME? | #NAME? | #NAME? | #NAME? | #NAME? | #NAME? | #NAME? | #NAME? | #NAME? | #NAME? | #NAME? | #NAME? | #NAME? | #NAME? | #NAME? | #NAME? | #NAME? | #NAME? | #NAME? | #NAME? | #NAME? | #NAME? | #NAME? | #NAME? | #NAME? | #NAME? | #NAME? | #NAME? | #NAME? | #NAME? | #NAME? | #NAME? | #NAME? | #NAME? | #NAME? | #NAME? | #NAME? | #NAME? | #NAME? | #NAME? | #NAME? | #NAME? | #NAME? | #NAME? | #NAME? | #NAME? | #NAME? | #NAME? | #NAME? | #NAME? | #NAME? | #NAME? | #NAME? | #NAME? | #NAME? | #NAME? | #NAME? | #NAME? | #NAME? | #NAME? | #NAME? | #NAME? | #NAME? | #NAME? | #NAME? | #NAME? | #NAME? | #NAME? | #NAME? | #NAME? | #NAME? | #NAME? | #NAME? | #NAME? | #NAME? | #NAME? | #NAME? | #NAME?
D | #NAME? | #NAME? | #NAME? | #NAME? | #NAME? | #NAME? | #NAME? | #NAME? | #NAME? | #NAME? | #NAME? | #NAME? | #NAME? | #NAME? | #NAME? | #NAME? | #NAME? | #NAME? | #NAME? | #NAME? | #NAME? | #NAME? | #NAME? | #NAME? | #NAME? | #NAME? | #NAME? | #NAME? | #NAME? | #NAME? | #NAME? | #NAME? | #NAME? | #NAME? | #NAME? | #NAME? | #NAME? | #NAME? | #NAME? | #NAME? | #NAME? | #NAME? | #NAME? | #NAME? | #NAME? | #NAME? | #NAME? | #NAME? | #NAME? | #NAME? | #NAME? | #NAME? | #NAME? | #NAME? | #NAME? | #NAME? | #NAME? | #NAME? | #NAME? | #NAME? | #NAME? | #NAME? | #NAME? | #NAME? | #NAME? | #NAME? | #NAME? | #NAME? | #NAME? | #NAME? | #NAME? | #NAME? | #NAME? | #NAME? | #NAME? | #NAME? | #NAME? | #NAME? | #NAME? | #NAME? | #NAME? | #NAME? | #NAME? | #NAME?
solution 1 (V1) | #NAME? | #NAME? | #NAME? | #NAME? | #NAME? | #NAME? | #NAME? | #NAME? | #NAME? | #NAME? | #NAME? | #NAME? | #NAME? | #NAME? | #NAME? | #NAME? | #NAME? | #NAME? | #NAME? | #NAME? | #NAME? | #NAME? | #NAME? | #NAME? | #NAME? | #NAME? | #NAME? | #NAME? | #NAME? | #NAME? | #NAME? | #NAME? | #NAME? | #NAME? | #NAME? | #NAME? | #NAME? | #NAME? | #NAME? | #NAME? | #NAME? | #NAME? | #NAME? | #NAME? | #NAME? | #NAME? | #NAME? | #NAME? | #NAME? | #NAME? | #NAME? | #NAME? | #NAME? | #NAME? | #NAME? | #NAME? | #NAME? | #NAME? | #NAME? | #NAME? | #NAME? | #NAME? | #NAME? | #NAME? | #NAME? | #NAME? | #NAME? | #NAME? | #NAME? | #NAME? | #NAME? | #NAME? | #NAME? | #NAME? | #NAME? | #NAME? | #NAME? | #NAME? | #NAME? | #NAME? | #NAME? | #NAME? | #NAME? | #NAME?
solution 2 | #NAME? | #NAME? | #NAME? | #NAME? | #NAME? | #NAME? | #NAME? | #NAME? | #NAME? | #NAME? | #NAME? | #NAME? | #NAME? | #NAME? | #NAME? | #NAME? | #NAME? | #NAME? | #NAME? | #NAME? | #NAME? | #NAME? | #NAME? | #NAME? | #NAME? | #NAME? | #NAME? | #NAME? | #NAME? | #NAME? | #NAME? | #NAME? | #NAME? | #NAME? | #NAME? | #NAME? | #NAME? | #NAME? | #NAME? | #NAME? | #NAME? | #NAME? | #NAME? | #NAME? | #NAME? | #NAME? | #NAME? | #NAME? | #NAME? | #NAME? | #NAME? | #NAME? | #NAME? | #NAME? | #NAME? | #NAME? | #NAME? | #NAME? | #NAME? | #NAME? | #NAME? | #NAME? | #NAME? | #NAME? | #NAME? | #NAME? | #NAME? | #NAME? | #NAME? | #NAME? | #NAME? | #NAME? | #NAME? | #NAME? | #NAME? | #NAME? | #NAME? | #NAME? | #NAME? | #NAME? | #NAME? | #NAME? | #NAME? | #NAME?
Idef réduit | #NAME? | #NAME? | #NAME? | #NAME? | #NAME? | #NAME? | #NAME? | #NAME? | #NAME? | #NAME? | #NAME? | #NAME? | #NAME? | #NAME? | #NAME? | #NAME? | #NAME? | #NAME? | #NAME? | #NAME? | #NAME? | #NAME? | #NAME? | #NAME? | #NAME? | #NAME? | #NAME? | #NAME? | #NAME? | #NAME? | #NAME? | #NAME? | #NAME? | #NAME? | #NAME? | #NAME? | #NAME? | #NAME? | #NAME? | #NAME? | #NAME? | #NAME? | #NAME? | #NAME? | #NAME? | #NAME? | #NAME? | #NAME? | #NAME? | #NAME? | #NAME? | #NAME? | #NAME? | #NAME? | #NAME? | #NAME? | #NAME? | #NAME? | #NAME? | #NAME? | #NAME? | #NAME? | #NAME? | #NAME? | #NAME? | #NAME? | #NAME? | #NAME? | #NAME? | #NAME? | #NAME? | #NAME? | #NAME? | #NAME? | #NAME? | #NAME? | #NAME? | #NAME? | #NAME? | #NAME? | #NAME? | #NAME? | #NAME? | #NAME?
Rd = V1 / Idef | #NAME? | #NAME? | #NAME? | #NAME? | #NAME? | #NAME? | #NAME? | #NAME? | #NAME? | #NAME? | #NAME? | #NAME? | #NAME? | #NAME? | #NAME? | #NAME? | #NAME? | #NAME? | #NAME? | #NAME? | #NAME? | #NAME? | #NAME? | #NAME? | #NAME? | #NAME? | #NAME? | #NAME? | #NAME? | #NAME? | #NAME? | #NAME? | #NAME? | #NAME? | #NAME? | #NAME? | #NAME? | #NAME? | #NAME? | #NAME? | #NAME? | #NAME? | #NAME? | #NAME? | #NAME? | #NAME? | #NAME? | #NAME? | #NAME? | #NAME? | #NAME? | #NAME? | #NAME? | #NAME? | #NAME? | #NAME? | #NAME? | #NAME? | #NAME? | #NAME? | #NAME? | #NAME? | #NAME? | #NAME? | #NAME? | #NAME? | #NAME? | #NAME? | #NAME? | #NAME? | #NAME? | #NAME? | #NAME? | #NAME? | #NAME? | #NAME? | #NAME? | #NAME? | #NAME? | #NAME? | #NAME? | #NAME? | #NAME? | #NAME?
Rd (test) PAH ARR | #NAME? | #NAME? | #NAME? | #NAME? | #NAME? | #NAME? | #NAME? | #NAME? | #NAME? | #NAME? | #NAME? | #NAME? | #NAME? | #NAME? | #NAME? | #NAME? | #NAME? | #NAME? | #NAME? | #NAME? | #NAME? | #NAME? | #NAME? | #NAME? | #NAME? | #NAME? | #NAME? | #NAME? | #NAME? | #NAME? | #NAME? | #NAME? | #NAME? | #NAME? | #NAME? | #NAME? | #NAME? | #NAME? | #NAME? | #NAME? | #NAME? | #NAME? | #NAME? | #NAME? | #NAME? | #NAME? | #NAME? | #NAME? | #NAME? | #NAME? | #NAME? | #NAME? | #NAME? | #NAME? | #NAME? | #NAME? | #NAME? | #NAME? | #NAME? | #NAME? | #NAME? | #NAME? | #NAME? | #NAME? | #NAME? | #NAME? | #NAME? | #NAME? | #NAME? | #NAME? | #NAME? | #NAME? | #NAME? | #NAME? | #NAME? | #NAME? | #NAME? | #NAME? | #NAME? | #NAME? | #NAME? | #NAME? | #NAME? | #NAME?
abscisse origine | 0 | 10 | 20 | 30 | 40 | 50 | 60 | 70 | 80 | 90 | 100 | 110 | 120 | 130 | 140 | 150 | 160 | 170 | 180 | 190 | 200 | 210 | 220 | 230 | 240 | 250 | 260 | 270 | 280 | 290 | 300 | 310 | 320 | 330 | 340 | 350 | 360 | 370 | 380 | 390 | 400 | 410 | 420 | 430 | 440 | 450 | 460 | 470 | 480 | 490 | 500 | 510 | 520 | 530 | 540 | 550 | 560 | 570 | 580 | 590 | 600 | 610 | 620 | 630 | 640 | 650 | 660 | 670 | 680 | 690 | 700 | 710 | 720 | 730 | 740 | 750 | 760 | 770 | 780 | 790 | 800 | 810 | 820 | 830
|  | position IC |  |  |  | calcul des surtensions aux bornes du défaut
Vn = | 11777.9455 | Max Vd Neutre x | 3268.1949
Rn //= | 81.0426 | max Vd 40 | 3629.5293
XLn // +0,00001 | 95.225 | max Vd 40+j40 | 3251.7009
Rd = | 5 | max des max | 3630
Axe abscisse | 0 | 10 | 20 | 30 | 40 | 50 | 60 | 70 | 80 | 90 | 100 | 110 | 120 | 130 | 140 | 150 | 160 | 170 | 180 | 190 | 200 | 210 | 220 | 230 | 240 | 250 | 260 | 270 | 280 | 290 | 300 | 310 | 320 | 330 | 340 | 350 | 360 | 370 | 380 | 390 | 400 | 410 | 420 | 430 | 440 | 450 | 460 | 470 | 480 | 490 | 500 | 510 | 520 | 530 | 540 | 550 | 560 | 570 | 580 | 590 | 600 | 610 | 620 | 630 | 640 | 650 | 660 | 670 | 680 | 690 | 700 | 710 | 720 | 730 | 740 | 750 | 760 | 770 | 780 | 790 | 800 | 810 | 820 | 830
capacitif | 1e-17 | 10 | 20 | 30 | 40 | 50 | 60 | 70 | 80 | 90 | 100 | 110 | 120 | 130 | 140 | 150 | 160 | 170 | 180 | 190 | 200 | 210 | 220 | 230 | 240 | 250 | 260 | 270 | 280 | 290 | 300 | 310 | 320 | 330 | 340 | 350 | 360 | 370 | 380 | 390 | 400 | 410 | 420 | 430 | 440 | 450 | 460 | 470 | 480 | 490 | 500 | 510 | 520 | 530 | 540 | 550 | 560 | 570 | 580 | 590 | 600 | 610 | 620 | 630 | 640 | 650 | 660 | 670 | 680 | 690 | 700 | 710 | 720 | 730 | 740 | 750 | 760 | 770 | 780 | 790 | 800 | 810 | 820 | 830
Xco | 1.1778e+21 | 1177.7945 | 588.8973 | 392.5982 | 294.4486 | 235.5589 | 196.2991 | 168.2564 | 147.2243 | 130.8661 | 117.7795 | 107.0722 | 98.1495 | 90.5996 | 84.1282 | 78.5196 | 73.6122 | 69.282 | 65.433 | 61.9892 | 58.8897 | 56.0855 | 53.5361 | 51.2085 | 49.0748 | 47.1118 | 45.2998 | 43.622 | 42.0641 | 40.6136 | 39.2598 | 37.9934 | 36.8061 | 35.6907 | 34.641 | 33.6513 | 32.7165 | 31.8323 | 30.9946 | 30.1999 | 29.4449 | 28.7267 | 28.0427 | 27.3906 | 26.7681 | 26.1732 | 25.6042 | 25.0595 | 24.5374 | 24.0366 | 23.5559 | 23.094 | 22.6499 | 22.2225 | 21.811 | 21.4144 | 21.032 | 20.6631 | 20.3068 | 19.9626 | 19.6299 | 19.3081 | 18.9967 | 18.6952 | 18.403 | 18.1199 | 17.8454 | 17.579 | 17.3205 | 17.0695 | 16.8256 | 16.5887 | 16.3583 | 16.1342 | 15.9161 | 15.7039 | 15.4973 | 15.296 | 15.0999 | 14.9088 | 14.7224 | 14.5407 | 14.3633 | 14.1903
(1/XLn - 1/Xco)// | 95.225 | 103.6012 | 113.5931 | 125.718 | 140.7407 | 159.8409 | 184.9394 | 219.3881 | 269.6081 | 349.6451 | 497.2653 | 860.619 | 3195.8093 | -1865.2028 | -721.9282 | -447.5827 | -324.3312 | -254.3033 | -209.1456 | -177.6072 | -154.3342 | -136.4537 | -122.2862 | -110.7839 | -101.2594 | -93.243 | -86.4027 | -80.4974 | -75.3477 | -70.8173 | -66.8008 | -63.2154 | -59.9953 | -57.0873 | -54.4482 | -52.0424 | -49.8401 | -47.8167 | -45.9511 | -44.2257 | -42.6251 | -41.1364 | -39.7481 | -38.4505 | -37.2349 | -36.0938 | -35.0206 | -34.0094 | -33.0549 | -32.1525 | -31.2981 | -30.488 | -29.7187 | -28.9873 | -28.291 | -27.6274 | -26.9942 | -26.3893 | -25.811 | -25.2575 | -24.7272 | -24.2188 | -23.7308 | -23.2621 | -22.8116 | -22.3781 | -21.9609 | -21.5589 | -21.1714 | -20.7975 | -20.4367 | -20.0881 | -19.7512 | -19.4255 | -19.1103 | -18.8052 | -18.5096 | -18.2232 | -17.9456 | -17.6763 | -17.4149 | -17.1611 | -16.9147 | -16.6752
tg (R/X) // | 0.85106 | 0.78226 | 0.71345 | 0.64464 | 0.57583 | 0.50702 | 0.43821 | 0.3694 | 0.30059 | 0.23179 | 0.16298 | 0.094168 | 0.025359 | -0.04345 | -0.11226 | -0.18107 | -0.24988 | -0.31868 | -0.38749 | -0.4563 | -0.52511 | -0.59392 | -0.66273 | -0.73154 | -0.80035 | -0.86915 | -0.93796 | -1.0068 | -1.0756 | -1.1444 | -1.2132 | -1.282 | -1.3508 | -1.4196 | -1.4884 | -1.5572 | -1.6261 | -1.6949 | -1.7637 | -1.8325 | -1.9013 | -1.9701 | -2.0389 | -2.1077 | -2.1765 | -2.2453 | -2.3141 | -2.3829 | -2.4518 | -2.5206 | -2.5894 | -2.6582 | -2.727 | -2.7958 | -2.8646 | -2.9334 | -3.0022 | -3.071 | -3.1398 | -3.2087 | -3.2775 | -3.3463 | -3.4151 | -3.4839 | -3.5527 | -3.6215 | -3.6903 | -3.7591 | -3.8279 | -3.8967 | -3.9655 | -4.0344 | -4.1032 | -4.172 | -4.2408 | -4.3096 | -4.3784 | -4.4472 | -4.516 | -4.5848 | -4.6536 | -4.7224 | -4.7913 | -4.8601
Zo schéma // | 61.7171 | 63.8324 | 65.9732 | 68.116 | 70.2311 | 72.2826 | 74.2283 | 76.0215 | 77.612 | 78.9495 | 79.9872 | 80.6856 | 81.0165 | 80.9662 | 80.5367 | 79.7458 | 78.6251 | 77.2163 | 75.5676 | 73.7296 | 71.7516 | 69.6796 | 67.554 | 65.4091 | 63.2729 | 61.1676 | 59.1099 | 57.112 | 55.1824 | 53.3264 | 51.5468 | 49.8448 | 48.2199 | 46.6708 | 45.1953 | 43.7908 | 42.4543 | 41.1827 | 39.9728 | 38.8214 | 37.7253 | 36.6815 | 35.6869 | 34.7389 | 33.8346 | 32.9716 | 32.1475 | 31.36 | 30.6069 | 29.8864 | 29.1965 | 28.5355 | 27.9018 | 27.2939 | 26.7103 | 26.1497 | 25.6108 | 25.0926 | 24.5938 | 24.1136 | 23.6509 | 23.2048 | 22.7745 | 22.3593 | 21.9583 | 21.5709 | 21.1964 | 20.8343 | 20.4839 | 20.1448 | 19.8163 | 19.498 | 19.1896 | 18.8904 | 18.6002 | 18.3185 | 18.045 | 17.7793 | 17.5212 | 17.2702 | 17.0262 | 16.7889 | 16.5579 | 16.3331
Rs | 47 | 50.2769 | 53.7059 | 57.2513 | 60.862 | 64.4694 | 67.9871 | 71.3115 | 74.3266 | 76.9106 | 78.9457 | 80.3302 | 80.9905 | 80.8898 | 80.034 | 78.4699 | 76.2798 | 73.5707 | 70.4625 | 67.0765 | 63.5258 | 59.9099 | 56.3105 | 52.7914 | 49.3995 | 46.1668 | 43.1129 | 40.2478 | 37.5741 | 35.089 | 32.7862 | 30.6568 | 28.6906 | 26.8768 | 25.2042 | 23.662 | 22.2397 | 20.9274 | 19.7159 | 18.5964 | 17.5611 | 16.6028 | 15.7147 | 14.8908 | 14.1257 | 13.4143 | 12.7521 | 12.135 | 11.5592 | 11.0213 | 10.5184 | 10.0475 | 9.6062 | 9.1922 | 8.8033 | 8.4376 | 8.0934 | 7.7692 | 7.4634 | 7.1748 | 6.9021 | 6.6442 | 6.4001 | 6.1688 | 5.9495 | 5.7415 | 5.5439 | 5.3561 | 5.1774 | 5.0074 | 4.8454 | 4.691 | 4.5438 | 4.4032 | 4.2689 | 4.1406 | 4.0179 | 3.9005 | 3.788 | 3.6803 | 3.577 | 3.478 | 3.383 | 3.2917
Xs | 40 | 39.3294 | 38.3163 | 36.9064 | 35.0461 | 32.6873 | 29.7927 | 26.3427 | 22.3421 | 17.8267 | 12.8663 | 7.5645 | 2.0538 | -3.5146 | -8.9845 | -14.2083 | -19.0605 | -23.4459 | -27.3038 | -30.6071 | -33.3581 | -35.5817 | -37.3186 | -38.6189 | -39.5367 | -40.1261 | -40.4383 | -40.5204 | -40.414 | -40.1555 | -39.7762 | -39.3022 | -38.7558 | -38.155 | -37.5148 | -36.8475 | -36.163 | -35.4691 | -34.7722 | -34.0775 | -33.3887 | -32.709 | -32.0407 | -31.3856 | -30.7449 | -30.1195 | -29.5101 | -28.917 | -28.3403 | -27.78 | -27.236 | -26.7081 | -26.196 | -25.6994 | -25.2179 | -24.751 | -24.2983 | -23.8595 | -23.434 | -23.0214 | -22.6213 | -22.2332 | -21.8567 | -21.4914 | -21.1369 | -20.7928 | -20.4586 | -20.1341 | -19.8188 | -19.5125 | -19.2148 | -18.9253 | -18.6438 | -18.37 | -18.1036 | -17.8444 | -17.592 | -17.3462 | -17.1068 | -16.8735 | -16.6462 | -16.4247 | -16.2086 | -15.9979
Ze | 65.6049 | 67.8406 | 70.1037 | 72.3692 | 74.6058 | 76.7754 | 78.8335 | 80.7303 | 82.4129 | 83.828 | 84.9259 | 85.6649 | 86.015 | 85.9617 | 85.5073 | 84.6705 | 83.4848 | 81.9943 | 80.2502 | 78.3059 | 76.2139 | 74.0226 | 71.775 | 69.5073 | 67.2492 | 65.0242 | 62.8499 | 60.7393 | 58.7013 | 56.7415 | 54.8629 | 53.0667 | 51.3524 | 49.7185 | 48.1628 | 46.6825 | 45.2743 | 43.935 | 42.6613 | 41.4495 | 40.2965 | 39.1989 | 38.1537 | 37.1578 | 36.2083 | 35.3026 | 34.4381 | 33.6125 | 32.8234 | 32.0688 | 31.3468 | 30.6554 | 29.9929 | 29.3577 | 28.7484 | 28.1635 | 27.6016 | 27.0616 | 26.5422 | 26.0425 | 25.5614 | 25.0979 | 24.6511 | 24.2203 | 23.8047 | 23.4034 | 23.0158 | 22.6413 | 22.2793 | 21.9291 | 21.5903 | 21.2623 | 20.9446 | 20.6368 | 20.3385 | 20.0492 | 19.7687 | 19.4964 | 19.232 | 18.9754 | 18.726 | 18.4837 | 18.2481 | 18.019
Id | 179.5285 | 173.6122 | 168.0075 | 162.748 | 157.8689 | 153.4078 | 149.4029 | 145.8925 | 142.9138 | 140.5013 | 138.6849 | 137.4886 | 136.929 | 137.0138 | 137.742 | 139.1032 | 141.079 | 143.6435 | 146.7654 | 150.4095 | 154.5381 | 159.1128 | 164.0954 | 169.449 | 175.1387 | 181.1318 | 187.398 | 193.9098 | 200.6421 | 207.5721 | 214.6796 | 221.9461 | 229.3553 | 236.8924 | 244.5443 | 252.2991 | 260.1463 | 268.0763 | 276.0806 | 284.1515 | 292.282 | 300.4659 | 308.6974 | 316.9714 | 325.2832 | 333.6284 | 342.0033 | 350.4041 | 358.8276 | 367.2707 | 375.7307 | 384.205 | 392.6912 | 401.187 | 409.6904 | 418.1996 | 426.7125 | 435.2277 | 443.7436 | 452.2585 | 460.7713 | 469.2805 | 477.7849 | 486.2834 | 494.7749 | 503.2583 | 511.7325 | 520.1968 | 528.6502 | 537.0917 | 545.5207 | 553.9363 | 562.3378 | 570.7245 | 579.0957 | 587.4507 | 595.7889 | 604.1098 | 612.4127 | 620.6971 | 628.9624 | 637.2081 | 645.4338 | 653.639
Vd | 897.6425 | 868.0608 | 840.0377 | 813.7398 | 789.3447 | 767.039 | 747.0144 | 729.4625 | 714.5692 | 702.5066 | 693.4246 | 687.4432 | 684.6449 | 685.0692 | 688.71 | 695.5162 | 705.3948 | 718.2173 | 733.8269 | 752.0473 | 772.6903 | 795.5638 | 820.4769 | 847.2452 | 875.6937 | 905.6591 | 936.9902 | 969.5491 | 1003.2103 | 1037.8606 | 1073.3978 | 1109.7305 | 1146.7764 | 1184.462 | 1222.7214 | 1261.4956 | 1300.7315 | 1340.3816 | 1380.4031 | 1420.7576 | 1461.4102 | 1502.3295 | 1543.487 | 1584.857 | 1626.4159 | 1668.1422 | 1710.0164 | 1752.0204 | 1794.1379 | 1836.3537 | 1878.6537 | 1921.0251 | 1963.4559 | 2005.9351 | 2048.4522 | 2090.9978 | 2133.5627 | 2176.1387 | 2218.7178 | 2261.2927 | 2303.8565 | 2346.4025 | 2388.9247 | 2431.4172 | 2473.8745 | 2516.2913 | 2558.6627 | 2600.9841 | 2643.2508 | 2685.4587 | 2727.6036 | 2769.6816 | 2811.6892 | 2853.6226 | 2895.4785 | 2937.2536 | 2978.9447 | 3020.549 | 3062.0634 | 3103.4853 | 3144.8119 | 3186.0407 | 3227.1691 | 3268.1949
Position IC | 0 | 0 | 0 | 0 | 0 | 0 | 0 | 0 | 0 | 0 | 0 | 0 | 0 | 0 | 0 | 0 | 0 | 0 | 0 | 0 | 0 | 0 | 0 | 0 | 0 | 0 | 0 | 0 | 0 | 0 | 0 | 0 | 0 | 0 | 0 | 0 | 0 | 0 | 0 | 0 | 0 | 0 | 0 | 0 | 0 | 0 | 0 | 0 | 0 | 0 | 0 | 0 | 0 | 0 | 0 | 0 | 0 | 0 | 0 | 0 | 0 | 0 | 0 | 0 | 0 | 0 | 0 | 0 | 0 | 0 | 0 | 0 | 0 | 0 | 0 | 0 | 0 | 0 | 0 | 0 | 0 | 0 | 0 | 0
RPN 40
Rn //= | 1e-17: 40.4
XLn // +0,00001 | 1e-17: 404
Axe abscisse | 0 | 10 | 20 | 30 | 40 | 50 | 60 | 70 | 80 | 90 | 100 | 110 | 120 | 130 | 140 | 150 | 160 | 170 | 180 | 190 | 200 | 210 | 220 | 230 | 240 | 250 | 260 | 270 | 280 | 290 | 300 | 310 | 320 | 330 | 340 | 350 | 360 | 370 | 380 | 390 | 400 | 410 | 420 | 430 | 440 | 450 | 460 | 470 | 480 | 490 | 500 | 510 | 520 | 530 | 540 | 550 | 560 | 570 | 580 | 590 | 600 | 610 | 620 | 630 | 640 | 650 | 660 | 670 | 680 | 690 | 700 | 710 | 720 | 730 | 740 | 750 | 760 | 770 | 780 | 790 | 800 | 810 | 820 | 830
capacitif | 1e-17 | 10 | 20 | 30 | 40 | 50 | 60 | 70 | 80 | 90 | 100 | 110 | 120 | 130 | 140 | 150 | 160 | 170 | 180 | 190 | 200 | 210 | 220 | 230 | 240 | 250 | 260 | 270 | 280 | 290 | 300 | 310 | 320 | 330 | 340 | 350 | 360 | 370 | 380 | 390 | 400 | 410 | 420 | 430 | 440 | 450 | 460 | 470 | 480 | 490 | 500 | 510 | 520 | 530 | 540 | 550 | 560 | 570 | 580 | 590 | 600 | 610 | 620 | 630 | 640 | 650 | 660 | 670 | 680 | 690 | 700 | 710 | 720 | 730 | 740 | 750 | 760 | 770 | 780 | 790 | 800 | 810 | 820 | 830
Xco | 1.1778e+21 | 1177.7945 | 588.8973 | 392.5982 | 294.4486 | 235.5589 | 196.2991 | 168.2564 | 147.2243 | 130.8661 | 117.7795 | 107.0722 | 98.1495 | 90.5996 | 84.1282 | 78.5196 | 73.6122 | 69.282 | 65.433 | 61.9892 | 58.8897 | 56.0855 | 53.5361 | 51.2085 | 49.0748 | 47.1118 | 45.2998 | 43.622 | 42.0641 | 40.6136 | 39.2598 | 37.9934 | 36.8061 | 35.6907 | 34.641 | 33.6513 | 32.7165 | 31.8323 | 30.9946 | 30.1999 | 29.4449 | 28.7267 | 28.0427 | 27.3906 | 26.7681 | 26.1732 | 25.6042 | 25.0595 | 24.5374 | 24.0366 | 23.5559 | 23.094 | 22.6499 | 22.2225 | 21.811 | 21.4144 | 21.032 | 20.6631 | 20.3068 | 19.9626 | 19.6299 | 19.3081 | 18.9967 | 18.6952 | 18.403 | 18.1199 | 17.8454 | 17.579 | 17.3205 | 17.0695 | 16.8256 | 16.5887 | 16.3583 | 16.1342 | 15.9161 | 15.7039 | 15.4973 | 15.296 | 15.0999 | 14.9088 | 14.7224 | 14.5407 | 14.3633 | 14.1903
(1/XLn - 1/Xco)// | 404 | 614.9294 | 1286.7388 | -13910.9114 | -1085.8582 | -564.9797 | -381.8223 | -288.3453 | -231.6365 | -193.5676 | -166.2456 | -145.6825 | -129.6464 | -116.7906 | -106.2544 | -97.4619 | -90.0133 | -83.6225 | -78.0789 | -73.2247 | -68.9387 | -65.1267 | -61.7142 | -58.6415 | -55.8602 | -53.3309 | -51.0206 | -48.9023 | -46.9528 | -45.1528 | -43.4857 | -41.9373 | -40.4954 | -39.1493 | -37.8899 | -36.709 | -35.5994 | -34.555 | -33.5701 | -32.6398 | -31.7596 | -30.9257 | -30.1344 | -29.3827 | -28.6675 | -27.9863 | -27.3367 | -26.7166 | -26.1241 | -25.5572 | -25.0144 | -24.4942 | -23.9952 | -23.5161 | -23.0557 | -22.6131 | -22.1871 | -21.7769 | -21.3815 | -21.0003 | -20.6324 | -20.2772 | -19.934 | -19.6022 | -19.2813 | -18.9708 | -18.6701 | -18.3787 | -18.0963 | -17.8225 | -17.5568 | -17.299 | -17.0486 | -16.8053 | -16.5689 | -16.339 | -16.1155 | -15.898 | -15.6862 | -15.4801 | -15.2792 | -15.0836 | -14.8928 | -14.7069
tg (R/X) // | 0.1 | 0.065699 | 0.031397 | -0.0029042 | -0.037206 | -0.071507 | -0.10581 | -0.14011 | -0.17441 | -0.20871 | -0.24301 | -0.27732 | -0.31162 | -0.34592 | -0.38022 | -0.41452 | -0.44882 | -0.48312 | -0.51743 | -0.55173 | -0.58603 | -0.62033 | -0.65463 | -0.68893 | -0.72323 | -0.75753 | -0.79184 | -0.82614 | -0.86044 | -0.89474 | -0.92904 | -0.96334 | -0.99764 | -1.0319 | -1.0662 | -1.1005 | -1.1349 | -1.1692 | -1.2035 | -1.2378 | -1.2721 | -1.3064 | -1.3407 | -1.375 | -1.4093 | -1.4436 | -1.4779 | -1.5122 | -1.5465 | -1.5808 | -1.6151 | -1.6494 | -1.6837 | -1.718 | -1.7523 | -1.7866 | -1.8209 | -1.8552 | -1.8895 | -1.9238 | -1.9581 | -1.9924 | -2.0267 | -2.061 | -2.0953 | -2.1296 | -2.1639 | -2.1982 | -2.2325 | -2.2668 | -2.3011 | -2.3354 | -2.3697 | -2.404 | -2.4383 | -2.4726 | -2.5069 | -2.5412 | -2.5755 | -2.6098 | -2.6441 | -2.6784 | -2.7127 | -2.747
Zo schéma // | 40.1995 | 40.3131 | 40.3801 | 40.3998 | 40.3721 | 40.2971 | 40.1757 | 40.0092 | 39.7992 | 39.5478 | 39.2574 | 38.9308 | 38.5707 | 38.1802 | 37.7625 | 37.3207 | 36.8579 | 36.3771 | 35.8813 | 35.3733 | 34.8557 | 34.331 | 33.8014 | 33.269 | 32.7357 | 32.2032 | 31.6728 | 31.1461 | 30.624 | 30.1077 | 29.5979 | 29.0954 | 28.6008 | 28.1145 | 27.637 | 27.1686 | 26.7094 | 26.2597 | 25.8196 | 25.389 | 24.9681 | 24.5568 | 24.155 | 23.7626 | 23.3795 | 23.0056 | 22.6407 | 22.2846 | 21.9372 | 21.5983 | 21.2677 | 20.9452 | 20.6306 | 20.3238 | 20.0244 | 19.7323 | 19.4474 | 19.1693 | 18.898 | 18.6333 | 18.3749 | 18.1226 | 17.8764 | 17.6359 | 17.4011 | 17.1718 | 16.9478 | 16.729 | 16.5152 | 16.3063 | 16.1021 | 15.9024 | 15.7073 | 15.5164 | 15.3298 | 15.1472 | 14.9685 | 14.7937 | 14.6227 | 14.4552 | 14.2913 | 14.1308 | 13.9736 | 13.8197
Rs | 40 | 40.2264 | 40.3602 | 40.3997 | 40.3442 | 40.1945 | 39.9527 | 39.6222 | 39.2073 | 38.7136 | 38.1472 | 37.515 | 36.8242 | 36.0824 | 35.2972 | 34.4761 | 33.6263 | 32.7548 | 31.868 | 30.972 | 30.0723 | 29.1737 | 28.2806 | 27.3967 | 26.5254 | 25.6694 | 24.8309 | 24.0118 | 23.2136 | 22.4375 | 21.6841 | 20.954 | 20.2476 | 19.565 | 18.906 | 18.2706 | 17.6582 | 17.0686 | 16.5012 | 15.9555 | 15.4309 | 14.9266 | 14.4422 | 13.9767 | 13.5297 | 13.1004 | 12.6881 | 12.2922 | 11.9119 | 11.5467 | 11.1959 | 10.859 | 10.5352 | 10.2241 | 9.9251 | 9.6377 | 9.3614 | 9.0956 | 8.84 | 8.594 | 8.3573 | 8.1294 | 7.91 | 7.6987 | 7.495 | 7.2988 | 7.1096 | 6.9272 | 6.7513 | 6.5816 | 6.4177 | 6.2596 | 6.1069 | 5.9594 | 5.8169 | 5.6791 | 5.546 | 5.4172 | 5.2926 | 5.1721 | 5.0555 | 4.9426 | 4.8332 | 4.7273
Xs | 4 | 2.6428 | 1.2672 | -0.11733 | -1.501 | -2.8742 | -4.2273 | -5.5515 | -6.8382 | -8.08 | -9.2703 | -10.4035 | -11.475 | -12.4816 | -13.4207 | -14.2911 | -15.0922 | -15.8246 | -16.4893 | -17.0881 | -17.6232 | -18.0973 | -18.5133 | -18.8745 | -19.1841 | -19.4455 | -19.662 | -19.8371 | -19.9739 | -20.0757 | -20.1454 | -20.1859 | -20.1999 | -20.19 | -20.1585 | -20.1076 | -20.0394 | -19.9558 | -19.8585 | -19.749 | -19.6289 | -19.4995 | -19.362 | -19.2175 | -19.0669 | -18.9113 | -18.7513 | -18.5878 | -18.4214 | -18.2527 | -18.0822 | -17.9105 | -17.7379 | -17.5648 | -17.3916 | -17.2186 | -17.046 | -16.874 | -16.703 | -16.533 | -16.3643 | -16.197 | -16.0311 | -15.8668 | -15.7043 | -15.5435 | -15.3845 | -15.2274 | -15.0722 | -14.919 | -14.7678 | -14.6187 | -14.4715 | -14.3264 | -14.1833 | -14.0422 | -13.9032 | -13.7662 | -13.6312 | -13.4983 | -13.3673 | -13.2382 | -13.1111 | -12.986
Ze | 45.1774 | 45.3035 | 45.3779 | 45.3998 | 45.369 | 45.2858 | 45.151 | 44.9662 | 44.7331 | 44.4541 | 44.1318 | 43.7693 | 43.3698 | 42.9366 | 42.4733 | 41.9833 | 41.47 | 40.937 | 40.3875 | 39.8245 | 39.251 | 38.6698 | 38.0834 | 37.4939 | 36.9037 | 36.3144 | 35.7278 | 35.1454 | 34.5683 | 33.9978 | 33.4347 | 32.8798 | 32.3339 | 31.7974 | 31.2708 | 30.7544 | 30.2485 | 29.7533 | 29.2688 | 28.7951 | 28.3323 | 27.8802 | 27.4387 | 27.0079 | 26.5876 | 26.1775 | 25.7775 | 25.3875 | 25.0072 | 24.6365 | 24.275 | 23.9226 | 23.5791 | 23.2443 | 22.9178 | 22.5996 | 22.2893 | 21.9868 | 21.6918 | 21.4042 | 21.1236 | 20.85 | 20.5831 | 20.3227 | 20.0686 | 19.8207 | 19.5787 | 19.3425 | 19.1119 | 18.8868 | 18.6669 | 18.4522 | 18.2425 | 18.0375 | 17.8373 | 17.6416 | 17.4504 | 17.2634 | 17.0807 | 16.9019 | 16.7271 | 16.5561 | 16.3888 | 16.2252
Id | 260.7042 | 259.9786 | 259.5524 | 259.4272 | 259.6034 | 260.0805 | 260.8566 | 261.9289 | 263.2938 | 264.9463 | 266.881 | 269.0913 | 271.5702 | 274.3101 | 277.3025 | 280.5391 | 284.011 | 287.7089 | 291.6237 | 295.7462 | 300.0671 | 304.5772 | 309.2675 | 314.1292 | 319.1537 | 324.3325 | 329.6575 | 335.1209 | 340.7151 | 346.433 | 352.2674 | 358.2119 | 364.26 | 370.4058 | 376.6433 | 382.9672 | 389.3723 | 395.8534 | 402.4061 | 409.0257 | 415.7081 | 422.4491 | 429.245 | 436.0922 | 442.9872 | 449.9266 | 456.9075 | 463.9269 | 470.9819 | 478.0699 | 485.1884 | 492.3349 | 499.5072 | 506.7031 | 513.9204 | 521.1573 | 528.4119 | 535.6823 | 542.9668 | 550.2638 | 557.5717 | 564.889 | 572.2144 | 579.5463 | 586.8836 | 594.225 | 601.5693 | 608.9152 | 616.2618 | 623.608 | 630.9527 | 638.2949 | 645.6338 | 652.9685 | 660.298 | 667.6216 | 674.9384 | 682.2477 | 689.5487 | 696.8408 | 704.1232 | 711.3952 | 718.6563 | 725.9059
Vd | 1303.521 | 1299.8929 | 1297.762 | 1297.136 | 1298.0171 | 1300.4023 | 1304.2828 | 1309.6446 | 1316.4688 | 1324.7316 | 1334.4049 | 1345.4566 | 1357.8512 | 1371.5503 | 1386.5127 | 1402.6957 | 1420.0548 | 1438.5445 | 1458.1187 | 1478.7311 | 1500.3355 | 1522.886 | 1546.3377 | 1570.6462 | 1595.7684 | 1621.6624 | 1648.2875 | 1675.6045 | 1703.5757 | 1732.1649 | 1761.3372 | 1791.0596 | 1821.3002 | 1852.0289 | 1883.2166 | 1914.8361 | 1946.8613 | 1979.2672 | 2012.0304 | 2045.1285 | 2078.5403 | 2112.2456 | 2146.2252 | 2180.461 | 2214.9358 | 2249.6332 | 2284.5376 | 2319.6344 | 2354.9095 | 2390.3495 | 2425.9419 | 2461.6745 | 2497.536 | 2533.5153 | 2569.6022 | 2605.7867 | 2642.0594 | 2678.4113 | 2714.8338 | 2751.3188 | 2787.8584 | 2824.4451 | 2861.0719 | 2897.7317 | 2934.4182 | 2971.1251 | 3007.8463 | 3044.5761 | 3081.3091 | 3118.0398 | 3154.7633 | 3191.4746 | 3228.1692 | 3264.8424 | 3301.49 | 3338.1079 | 3374.6919 | 3411.2384 | 3447.7435 | 3484.2038 | 3520.6158 | 3556.9761 | 3593.2816 | 3629.5293
BPN 40 + J40
Rn //= | 1e-17: 81.042
XLn // +0,00001 | 1e-17: 92.225
Axe abscisse | 0 | 10 | 20 | 30 | 40 | 50 | 60 | 70 | 80 | 90 | 100 | 110 | 120 | 130 | 140 | 150 | 160 | 170 | 180 | 190 | 200 | 210 | 220 | 230 | 240 | 250 | 260 | 270 | 280 | 290 | 300 | 310 | 320 | 330 | 340 | 350 | 360 | 370 | 380 | 390 | 400 | 410 | 420 | 430 | 440 | 450 | 460 | 470 | 480 | 490 | 500 | 510 | 520 | 530 | 540 | 550 | 560 | 570 | 580 | 590 | 600 | 610 | 620 | 630 | 640 | 650 | 660 | 670 | 680 | 690 | 700 | 710 | 720 | 730 | 740 | 750 | 760 | 770 | 780 | 790 | 800 | 810 | 820 | 830
capacitif | 1e-17 | 10 | 20 | 30 | 40 | 50 | 60 | 70 | 80 | 90 | 100 | 110 | 120 | 130 | 140 | 150 | 160 | 170 | 180 | 190 | 200 | 210 | 220 | 230 | 240 | 250 | 260 | 270 | 280 | 290 | 300 | 310 | 320 | 330 | 340 | 350 | 360 | 370 | 380 | 390 | 400 | 410 | 420 | 430 | 440 | 450 | 460 | 470 | 480 | 490 | 500 | 510 | 520 | 530 | 540 | 550 | 560 | 570 | 580 | 590 | 600 | 610 | 620 | 630 | 640 | 650 | 660 | 670 | 680 | 690 | 700 | 710 | 720 | 730 | 740 | 750 | 760 | 770 | 780 | 790 | 800 | 810 | 820 | 830
Xco | 1.1778e+21 | 1177.7945 | 588.8973 | 392.5982 | 294.4486 | 235.5589 | 196.2991 | 168.2564 | 147.2243 | 130.8661 | 117.7795 | 107.0722 | 98.1495 | 90.5996 | 84.1282 | 78.5196 | 73.6122 | 69.282 | 65.433 | 61.9892 | 58.8897 | 56.0855 | 53.5361 | 51.2085 | 49.0748 | 47.1118 | 45.2998 | 43.622 | 42.0641 | 40.6136 | 39.2598 | 37.9934 | 36.8061 | 35.6907 | 34.641 | 33.6513 | 32.7165 | 31.8323 | 30.9946 | 30.1999 | 29.4449 | 28.7267 | 28.0427 | 27.3906 | 26.7681 | 26.1732 | 25.6042 | 25.0595 | 24.5374 | 24.0366 | 23.5559 | 23.094 | 22.6499 | 22.2225 | 21.811 | 21.4144 | 21.032 | 20.6631 | 20.3068 | 19.9626 | 19.6299 | 19.3081 | 18.9967 | 18.6952 | 18.403 | 18.1199 | 17.8454 | 17.579 | 17.3205 | 17.0695 | 16.8256 | 16.5887 | 16.3583 | 16.1342 | 15.9161 | 15.7039 | 15.4973 | 15.296 | 15.0999 | 14.9088 | 14.7224 | 14.5407 | 14.3633 | 14.1903
(1/XLn - 1/Xco)// | 92.225 | 100.06 | 109.3499 | 120.5413 | 134.2846 | 151.5651 | 173.95 | 204.0927 | 246.8715 | 312.3393 | 425.0613 | 665.0894 | 1527.8542 | -5140.5483 | -958.2433 | -528.3679 | -364.7418 | -278.4965 | -225.2377 | -189.0788 | -162.9237 | -143.1252 | -127.6172 | -115.1414 | -104.8875 | -96.3107 | -89.0305 | -82.7735 | -77.3383 | -72.5729 | -68.3607 | -64.6106 | -61.2506 | -58.2227 | -55.4801 | -52.9843 | -50.7034 | -48.6107 | -46.6839 | -44.9041 | -43.255 | -41.7227 | -40.2952 | -38.9623 | -37.7146 | -36.5444 | -35.4447 | -34.4091 | -33.4324 | -32.5096 | -31.6364 | -30.8088 | -30.0235 | -29.2772 | -28.5671 | -27.8906 | -27.2454 | -26.6294 | -26.0406 | -25.4773 | -24.9379 | -24.4208 | -23.9248 | -23.4484 | -22.9907 | -22.5505 | -22.1269 | -21.7189 | -21.3256 | -20.9463 | -20.5803 | -20.2269 | -19.8854 | -19.5552 | -19.2359 | -18.9267 | -18.6274 | -18.3374 | -18.0563 | -17.7836 | -17.5191 | -17.2623 | -17.013 | -16.7707
tg (R/X) // | 0.87874 | 0.80993 | 0.74113 | 0.67232 | 0.60351 | 0.5347 | 0.46589 | 0.39708 | 0.32828 | 0.25947 | 0.19066 | 0.12185 | 0.053043 | -0.015765 | -0.084574 | -0.15338 | -0.22219 | -0.291 | -0.35981 | -0.42861 | -0.49742 | -0.56623 | -0.63504 | -0.70385 | -0.77266 | -0.84146 | -0.91027 | -0.97908 | -1.0479 | -1.1167 | -1.1855 | -1.2543 | -1.3231 | -1.3919 | -1.4607 | -1.5295 | -1.5984 | -1.6672 | -1.736 | -1.8048 | -1.8736 | -1.9424 | -2.0112 | -2.08 | -2.1488 | -2.2176 | -2.2864 | -2.3552 | -2.4241 | -2.4929 | -2.5617 | -2.6305 | -2.6993 | -2.7681 | -2.8369 | -2.9057 | -2.9745 | -3.0433 | -3.1121 | -3.1809 | -3.2498 | -3.3186 | -3.3874 | -3.4562 | -3.525 | -3.5938 | -3.6626 | -3.7314 | -3.8002 | -3.869 | -3.9378 | -4.0066 | -4.0755 | -4.1443 | -4.2131 | -4.2819 | -4.3507 | -4.4195 | -4.4883 | -4.5571 | -4.6259 | -4.6947 | -4.7635 | -4.8323
Zo schéma // | 60.8773 | 62.9768 | 65.1099 | 67.2551 | 69.3853 | 71.467 | 73.4607 | 75.3211 | 76.9992 | 78.4444 | 79.608 | 80.447 | 80.9282 | 81.0319 | 80.7537 | 80.1052 | 79.1127 | 77.8143 | 76.2561 | 74.4882 | 72.5608 | 70.5215 | 68.413 | 66.2722 | 64.1295 | 62.0095 | 59.931 | 57.9078 | 55.95 | 54.0639 | 52.2534 | 50.5201 | 48.8644 | 47.285 | 45.7802 | 44.3474 | 42.9839 | 41.6866 | 40.4523 | 39.2777 | 38.1598 | 37.0953 | 36.0813 | 35.1149 | 34.1933 | 33.314 | 32.4745 | 31.6725 | 30.9059 | 30.1725 | 29.4705 | 28.7981 | 28.1536 | 27.5354 | 26.9422 | 26.3725 | 25.825 | 25.2986 | 24.7922 | 24.3046 | 23.835 | 23.3823 | 22.9458 | 22.5246 | 22.1179 | 21.7252 | 21.3456 | 20.9786 | 20.6235 | 20.2799 | 19.9472 | 19.6249 | 19.3125 | 19.0097 | 18.7159 | 18.4308 | 18.154 | 17.8853 | 17.6241 | 17.3703 | 17.1236 | 16.8836 | 16.6501 | 16.4228
Rs | 45.7299 | 48.9386 | 52.3099 | 55.8136 | 59.4052 | 63.0233 | 66.5886 | 70.004 | 73.1581 | 75.9301 | 78.1994 | 79.8563 | 80.8146 | 81.0219 | 80.4664 | 79.1792 | 77.2293 | 74.7151 | 71.7528 | 68.4644 | 64.9672 | 61.3667 | 57.752 | 54.1941 | 50.7465 | 47.4467 | 44.3192 | 41.3775 | 38.6269 | 36.0665 | 33.6914 | 31.4934 | 29.4628 | 27.589 | 25.861 | 24.2676 | 22.7983 | 21.4429 | 20.1919 | 19.0363 | 17.9681 | 16.9796 | 16.064 | 15.215 | 14.4269 | 13.6944 | 13.0129 | 12.3781 | 11.7861 | 11.2334 | 10.7168 | 10.2333 | 9.7804 | 9.3557 | 8.9569 | 8.5821 | 8.2295 | 7.8974 | 7.5844 | 7.289 | 7.01 | 6.7463 | 6.4967 | 6.2604 | 6.0364 | 5.8239 | 5.6222 | 5.4305 | 5.2483 | 5.0748 | 4.9097 | 4.7523 | 4.6022 | 4.459 | 4.3223 | 4.1916 | 4.0666 | 3.9471 | 3.8327 | 3.7231 | 3.6181 | 3.5174 | 3.4208 | 3.328
Xs | 40.1848 | 39.637 | 38.7682 | 37.5245 | 35.8516 | 33.6986 | 31.0231 | 27.7975 | 24.0161 | 19.7014 | 14.9095 | 9.7306 | 4.2867 | -1.2773 | -6.8053 | -12.1447 | -17.1596 | -21.742 | -25.8171 | -29.3448 | -32.3162 | -34.7478 | -36.6748 | -38.1444 | -39.2096 | -39.9247 | -40.3426 | -40.5119 | -40.4767 | -40.2754 | -39.9413 | -39.5026 | -38.9829 | -38.402 | -37.7761 | -37.1184 | -36.4398 | -35.7488 | -35.0525 | -34.3564 | -33.6648 | -32.9811 | -32.308 | -31.6474 | -31.0008 | -30.3692 | -29.7533 | -29.1536 | -28.5703 | -28.0034 | -27.4529 | -26.9185 | -26.4001 | -25.8973 | -25.4098 | -24.9371 | -24.4787 | -24.0344 | -23.6036 | -23.1859 | -22.7808 | -22.3879 | -22.0068 | -21.6371 | -21.2783 | -20.93 | -20.5919 | -20.2635 | -19.9446 | -19.6347 | -19.3335 | -19.0408 | -18.7561 | -18.4793 | -18.2099 | -17.9478 | -17.6927 | -17.4443 | -17.2023 | -16.9666 | -16.737 | -16.5131 | -16.2949 | -16.0821
Ze | 64.7174 | 66.9363 | 69.191 | 71.459 | 73.7114 | 75.9129 | 78.0215 | 79.9894 | 81.7647 | 83.2936 | 84.5247 | 85.4124 | 85.9216 | 86.0313 | 85.737 | 85.0508 | 84.0007 | 82.627 | 80.9785 | 79.1084 | 77.0697 | 74.9129 | 72.6833 | 70.4198 | 68.1547 | 65.9139 | 63.7174 | 61.58 | 59.5119 | 57.5202 | 55.6087 | 53.7794 | 52.0322 | 50.3663 | 48.7794 | 47.2691 | 45.8323 | 44.4658 | 43.166 | 41.9298 | 40.7535 | 39.634 | 38.5681 | 37.5527 | 36.5849 | 35.6619 | 34.7811 | 33.9401 | 33.1366 | 32.3684 | 31.6335 | 30.93 | 30.256 | 29.6101 | 28.9905 | 28.3959 | 27.8249 | 27.2763 | 26.7488 | 26.2413 | 25.7528 | 25.2823 | 24.8289 | 24.3918 | 23.9701 | 23.5631 | 23.1701 | 22.7905 | 22.4235 | 22.0686 | 21.7253 | 21.393 | 21.0712 | 20.7595 | 20.4574 | 20.1646 | 19.8805 | 19.6049 | 19.3375 | 19.0777 | 18.8255 | 18.5803 | 18.3421 | 18.1104
Id | 181.9904 | 175.9575 | 170.2236 | 164.8211 | 159.7846 | 155.1508 | 150.9577 | 147.2438 | 144.0469 | 141.4027 | 139.3432 | 137.895 | 137.0778 | 136.903 | 137.373 | 138.4813 | 140.2125 | 142.5436 | 145.4453 | 148.8837 | 152.8219 | 157.2218 | 162.0448 | 167.2534 | 172.812 | 178.6867 | 184.8465 | 191.2626 | 197.909 | 204.762 | 211.8004 | 219.005 | 226.3586 | 233.8459 | 241.4531 | 249.1678 | 256.979 | 264.8768 | 272.8521 | 280.8971 | 289.0044 | 297.1675 | 305.3805 | 313.6379 | 321.935 | 330.2673 | 338.6307 | 347.0214 | 355.4362 | 363.8718 | 372.3253 | 380.7941 | 389.2758 | 397.768 | 406.2686 | 414.7756 | 423.2872 | 431.8017 | 440.3175 | 448.8329 | 457.3467 | 465.8575 | 474.364 | 482.865 | 491.3594 | 499.8462 | 508.3242 | 516.7926 | 525.2505 | 533.6969 | 542.131 | 550.5521 | 558.9593 | 567.3521 | 575.7295 | 584.0911 | 592.4362 | 600.7641 | 609.0743 | 617.3662 | 625.6392 | 633.8929 | 642.1267 | 650.3402
Vd | 909.9519 | 879.7875 | 851.1181 | 824.1054 | 798.9229 | 775.7539 | 754.7884 | 736.2189 | 720.2345 | 707.0135 | 696.7161 | 689.4751 | 685.3889 | 684.5148 | 686.8651 | 692.4066 | 701.0627 | 712.7181 | 727.2265 | 744.4185 | 764.1097 | 786.1088 | 810.2238 | 836.2672 | 864.0599 | 893.4337 | 924.2325 | 956.313 | 989.5449 | 1023.81 | 1059.0019 | 1095.0248 | 1131.7929 | 1169.2294 | 1207.2653 | 1245.839 | 1284.895 | 1324.3838 | 1364.2606 | 1404.4854 | 1445.0219 | 1485.8374 | 1526.9023 | 1568.1897 | 1609.6752 | 1651.3365 | 1693.1534 | 1735.1072 | 1777.1809 | 1819.3588 | 1861.6265 | 1903.9706 | 1946.3788 | 1988.8398 | 2031.3428 | 2073.8779 | 2116.4361 | 2159.0085 | 2201.5873 | 2244.1647 | 2286.7337 | 2329.2876 | 2371.82 | 2414.3251 | 2456.7972 | 2499.2309 | 2541.6211 | 2583.9631 | 2626.2523 | 2668.4843 | 2710.655 | 2752.7604 | 2794.7967 | 2836.7603 | 2878.6477 | 2920.4557 | 2962.181 | 3003.8205 | 3045.3714 | 3086.8308 | 3128.1961 | 3169.4644 | 3210.6335 | 3251.7009
Zone de détection
recopie des angles
rapport QR-/Pr (tg<0) = | 1e-17: 15; 10: -86.1859
Rapport QR+/Pr (tg>0) = | 1e-17: 15; 10: 86.1859
recopie angle Ir,-Vr | 100 | 100 | 100 | 100 | 100 | 100 | 100 | 100 | 100 | 100 | 100 | 100 | 100 | 100 | 100 | 100 | 100 | 100 | 100 | 100 | 100 | 100 | 100 | 100 | 100 | 100 | 100 | 100 | 100 | 100 | 100 | 100 | 100 | 100 | 100 | 100 | 100 | 100 | 100 | 100 | 100 | 100 | 100 | 100 | 100 | 100 | 100 | 100 | 100 | 100 | 100 | 100 | 100 | 100 | 100 | 100 | 100 | 100 | 100 | 100 | 100 | 100 | 100 | 100 | 100 | 100 | 100 | 100 | 100 | 100 | 100 | 100 | 100 | 100 | 100 | 100 | 100 | 100 | 100 | 100 | 100 | 100 | 100 | 100
Test sur angle < 0 | 100 | 100 | 100 | 100 | 100 | 100 | 100 | 100 | 100 | 100 | 100 | 100 | 100 | 100 | 100 | 100 | 100 | 100 | 100 | 100 | 100 | 100 | 100 | 100 | 100 | 100 | 100 | 100 | 100 | 100 | 100 | 100 | 100 | 100 | 100 | 100 | 100 | 100 | 100 | 100 | 100 | 100 | 100 | 100 | 100 | 100 | 100 | 100 | 100 | 100 | 100 | 100 | 100 | 100 | 100 | 100 | 100 | 100 | 100 | 100 | 100 | 100 | 100 | 100 | 100 | 100 | 100 | 100 | 100 | 100 | 100 | 100 | 100 | 100 | 100 | 100 | 100 | 100 | 100 | 100 | 100 | 100 | 100 | 100
test sur angle > 0 test final | -100 | -100 | -100 | -100 | -100 | -100 | -100 | -100 | -100 | -100 | -100 | -100 | -100 | -100 | -100 | -100 | -100 | -100 | -100 | -100 | -100 | -100 | -100 | -100 | -100 | -100 | -100 | -100 | -100 | -100 | -100 | -100 | -100 | -100 | -100 | -100 | -100 | -100 | -100 | -100 | -100 | -100 | -100 | -100 | -100 | -100 | -100 | -100 | -100 | -100 | -100 | -100 | -100 | -100 | -100 | -100 | -100 | -100 | -100 | -100 | -100 | -100 | -100 | -100 | -100 | -100 | -100 | -100 | -100 | -100 | -100 | -100 | -100 | -100 | -100 | -100 | -100 | -100 | -100 | -100 | -100 | -100 | -100 | -100
Note on A20: ordonnés pour SW SI
Note on A86: Ir par rapport à -Vr
Note on B110: Si A49 = E 45 alors Neutre compensé. D'ou valeur absolue ( Il - capacitif total). Si cette valeur est <40 alors senbilité min des protections
Note on F33: image de Zo transfo
Note on J1: Marcoz christian: Cette feuille permet le calcul de sensibilité des PWH Rd=f(Icapa), PVH Rd=f(Icapa), PAH départ Rd=f(Icapa), PAHarrivée Rd=f(Icapa), PAHtransfo Rd=f(Icapa), SW en Si=f(Icapa amont). Le U HTA et le choix du régime de neutre pour : SI en SW =f(Icapa amont)
axe des x de PAH,PWH départ
PAH PVH arrivée simple attache

## calculNIDA (hidden)
| PWH(kW) | 0 | Vo | 0 | % | 0 | rpn : | 81.0426 |  |  | 0
| Vn: | 11777.9455 |  |  | 0 |  | Xop/3 // : | 95.225 |  |  | 0
| UHTA | 20400 |  |  |  |  | Iselfique | 123.6854
capacitif total(x) | 80 | 90 | 100 | 110 | 120 | 130 | 140 | 150 | 160 | 170 | 180 | 190 | 200 | 210 | 220 | 230 | 240 | 250 | 260 | 270 | 280 | 290 | 300 | 310 | 320 | 330 | 340 | 350 | 360 | 370 | 380 | 390 | 400 | 410 | 420 | 430 | 440 | 450 | 460 | 470 | 480 | 490 | 500 | 510 | 520 | 530 | 540 | 550 | 560 | 570 | 580 | 590 | 600 | 610 | 620 | 630 | 640 | 650 | 660 | 670 | 680 | 690 | 700 | 710 | 720 | 730 | 740 | 750 | 760 | 770 | 780 | 790 | 800 | 810 | 820 | 830 | 840 | 850 | 860 | 870 | 880 | 890 | 900 | 910
IC-IL | -43.6854 | -33.6854 | -23.6854 | -13.6854 | -3.6854 | 6.3146 | 16.3146 | 26.3146 | 36.3146 | 46.3146 | 56.3146 | 66.3146 | 76.3146 | 86.3146 | 96.3146 | 106.3146 | 116.3146 | 126.3146 | 136.3146 | 146.3146 | 156.3146 | 166.3146 | 176.3146 | 186.3146 | 196.3146 | 206.3146 | 216.3146 | 226.3146 | 236.3146 | 246.3146 | 256.3146 | 266.3146 | 276.3146 | 286.3146 | 296.3146 | 306.3146 | 316.3146 | 326.3146 | 336.3146 | 346.3146 | 356.3146 | 366.3146 | 376.3146 | 386.3146 | 396.3146 | 406.3146 | 416.3146 | 426.3146 | 436.3146 | 446.3146 | 456.3146 | 466.3146 | 476.3146 | 486.3146 | 496.3146 | 506.3146 | 516.3146 | 526.3146 | 536.3146 | 546.3146 | 556.3146 | 566.3146 | 576.3146 | 586.3146 | 596.3146 | 606.3146 | 616.3146 | 626.3146 | 636.3146 | 646.3146 | 656.3146 | 666.3146 | 676.3146 | 686.3146 | 696.3146 | 706.3146 | 716.3146 | 726.3146 | 736.3146 | 746.3146 | 756.3146 | 766.3146 | 776.3146 | 786.3146
angle désaccord | -0.292 | -0.22776 | -0.16156 | -0.093891 | -0.025354 | 0.043422 | 0.11179 | 0.17913 | 0.24486 | 0.30851 | 0.36968 | 0.42808 | 0.48353 | 0.53594 | 0.58527 | 0.63158 | 0.67495 | 0.71551 | 0.7534 | 0.78877 | 0.8218 | 0.85263 | 0.88143 | 0.90835 | 0.93354 | 0.95712 | 0.97922 | 0.99995 | 1.0194 | 1.0377 | 1.055 | 1.0713 | 1.0866 | 1.1011 | 1.1148 | 1.1278 | 1.1401 | 1.1518 | 1.1629 | 1.1735 | 1.1835 | 1.1931 | 1.2022 | 1.211 | 1.2193 | 1.2273 | 1.2349 | 1.2423 | 1.2493 | 1.256 | 1.2625 | 1.2687 | 1.2747 | 1.2804 | 1.2859 | 1.2913 | 1.2964 | 1.3014 | 1.3062 | 1.3108 | 1.3153 | 1.3196 | 1.3238 | 1.3278 | 1.3317 | 1.3355 | 1.3392 | 1.3428 | 1.3463 | 1.3496 | 1.3529 | 1.356 | 1.3591 | 1.3621 | 1.365 | 1.3679 | 1.3706 | 1.3733 | 1.3759 | 1.3785 | 1.381 | 1.3834 | 1.3857 | 1.388
angle VoV1 | 3.432 | 3.3678 | 3.3016 | 3.2339 | 3.1654 | 3.0966 | 3.0282 | 2.9609 | 2.8951 | 2.8315 | 2.7703 | 2.7119 | 2.6565 | 2.6041 | 2.5547 | 2.5084 | 2.465 | 2.4245 | 2.3866 | 2.3512 | 2.3182 | 2.2874 | 2.2586 | 2.2316 | 2.2065 | 2.1829 | 2.1608 | 2.14 | 2.1206 | 2.1023 | 2.085 | 2.0687 | 2.0534 | 2.0389 | 2.0252 | 2.0122 | 1.9999 | 1.9882 | 1.9771 | 1.9665 | 1.9565 | 1.9469 | 1.9378 | 1.929 | 1.9207 | 1.9127 | 1.9051 | 1.8977 | 1.8907 | 1.884 | 1.8775 | 1.8713 | 1.8653 | 1.8596 | 1.8541 | 1.8487 | 1.8436 | 1.8386 | 1.8338 | 1.8292 | 1.8247 | 1.8204 | 1.8162 | 1.8122 | 1.8083 | 1.8045 | 1.8008 | 1.7972 | 1.7937 | 1.7904 | 1.7871 | 1.784 | 1.7809 | 1.7779 | 1.775 | 1.7721 | 1.7694 | 1.7667 | 1.7641 | 1.7615 | 1.759 | 1.7566 | 1.7543 | 1.752
Ax2 | 1 | 1 | 1 | 1 | 1 | 1 | 1 | 1 | 1 | 1 | 1 | 1 | 1 | 1 | 1 | 1 | 1 | 1 | 1 | 1 | 1 | 1 | 1 | 1 | 1 | 1 | 1 | 1 | 1 | 1 | 1 | 1 | 1 | 1 | 1 | 1 | 1 | 1 | 1 | 1 | 1 | 1 | 1 | 1 | 1 | 1 | 1 | 1 | 1 | 1 | 1 | 1 | 1 | 1 | 1 | 1 | 1 | 1 | 1 | 1 | 1 | 1 | 1 | 1 | 1 | 1 | 1 | 1 | 1 | 1 | 1 | 1 | 1 | 1 | 1 | 1 | 1 | 1 | 1 | 1 | 1 | 1 | 1 | 1
Bx | 0 | 0 | 0 | 0 | 0 | 0 | 0 | 0 | 0 | 0 | 0 | 0 | 0 | 0 | 0 | 0 | 0 | 0 | 0 | 0 | 0 | 0 | 0 | 0 | 0 | 0 | 0 | 0 | 0 | 0 | 0 | 0 | 0 | 0 | 0 | 0 | 0 | 0 | 0 | 0 | 0 | 0 | 0 | 0 | 0 | 0 | 0 | 0 | 0 | 0 | 0 | 0 | 0 | 0 | 0 | 0 | 0 | 0 | 0 | 0 | 0 | 0 | 0 | 0 | 0 | 0 | 0 | 0 | 0 | 0 | 0 | 0 | 0 | 0 | 0 | 0 | 0 | 0 | 0 | 0 | 0 | 0 | 0 | 0
C | -138720000 | -138720000 | -138720000 | -138720000 | -138720000 | -138720000 | -138720000 | -138720000 | -138720000 | -138720000 | -138720000 | -138720000 | -138720000 | -138720000 | -138720000 | -138720000 | -138720000 | -138720000 | -138720000 | -138720000 | -138720000 | -138720000 | -138720000 | -138720000 | -138720000 | -138720000 | -138720000 | -138720000 | -138720000 | -138720000 | -138720000 | -138720000 | -138720000 | -138720000 | -138720000 | -138720000 | -138720000 | -138720000 | -138720000 | -138720000 | -138720000 | -138720000 | -138720000 | -138720000 | -138720000 | -138720000 | -138720000 | -138720000 | -138720000 | -138720000 | -138720000 | -138720000 | -138720000 | -138720000 | -138720000 | -138720000 | -138720000 | -138720000 | -138720000 | -138720000 | -138720000 | -138720000 | -138720000 | -138720000 | -138720000 | -138720000 | -138720000 | -138720000 | -138720000 | -138720000 | -138720000 | -138720000 | -138720000 | -138720000 | -138720000 | -138720000 | -138720000 | -138720000 | -138720000 | -138720000 | -138720000 | -138720000 | -138720000 | -138720000
D | 554880000 | 554880000 | 554880000 | 554880000 | 554880000 | 554880000 | 554880000 | 554880000 | 554880000 | 554880000 | 554880000 | 554880000 | 554880000 | 554880000 | 554880000 | 554880000 | 554880000 | 554880000 | 554880000 | 554880000 | 554880000 | 554880000 | 554880000 | 554880000 | 554880000 | 554880000 | 554880000 | 554880000 | 554880000 | 554880000 | 554880000 | 554880000 | 554880000 | 554880000 | 554880000 | 554880000 | 554880000 | 554880000 | 554880000 | 554880000 | 554880000 | 554880000 | 554880000 | 554880000 | 554880000 | 554880000 | 554880000 | 554880000 | 554880000 | 554880000 | 554880000 | 554880000 | 554880000 | 554880000 | 554880000 | 554880000 | 554880000 | 554880000 | 554880000 | 554880000 | 554880000 | 554880000 | 554880000 | 554880000 | 554880000 | 554880000 | 554880000 | 554880000 | 554880000 | 554880000 | 554880000 | 554880000 | 554880000 | 554880000 | 554880000 | 554880000 | 554880000 | 554880000 | 554880000 | 554880000 | 554880000 | 554880000 | 554880000 | 554880000
solution 1(Vd) | 11777.9455 | 11777.9455 | 11777.9455 | 11777.9455 | 11777.9455 | 11777.9455 | 11777.9455 | 11777.9455 | 11777.9455 | 11777.9455 | 11777.9455 | 11777.9455 | 11777.9455 | 11777.9455 | 11777.9455 | 11777.9455 | 11777.9455 | 11777.9455 | 11777.9455 | 11777.9455 | 11777.9455 | 11777.9455 | 11777.9455 | 11777.9455 | 11777.9455 | 11777.9455 | 11777.9455 | 11777.9455 | 11777.9455 | 11777.9455 | 11777.9455 | 11777.9455 | 11777.9455 | 11777.9455 | 11777.9455 | 11777.9455 | 11777.9455 | 11777.9455 | 11777.9455 | 11777.9455 | 11777.9455 | 11777.9455 | 11777.9455 | 11777.9455 | 11777.9455 | 11777.9455 | 11777.9455 | 11777.9455 | 11777.9455 | 11777.9455 | 11777.9455 | 11777.9455 | 11777.9455 | 11777.9455 | 11777.9455 | 11777.9455 | 11777.9455 | 11777.9455 | 11777.9455 | 11777.9455 | 11777.9455 | 11777.9455 | 11777.9455 | 11777.9455 | 11777.9455 | 11777.9455 | 11777.9455 | 11777.9455 | 11777.9455 | 11777.9455 | 11777.9455 | 11777.9455 | 11777.9455 | 11777.9455 | 11777.9455 | 11777.9455 | 11777.9455 | 11777.9455 | 11777.9455 | 11777.9455 | 11777.9455 | 11777.9455 | 11777.9455 | 11777.9455
solution 2 (Vd) | -11777.9455 | -11777.9455 | -11777.9455 | -11777.9455 | -11777.9455 | -11777.9455 | -11777.9455 | -11777.9455 | -11777.9455 | -11777.9455 | -11777.9455 | -11777.9455 | -11777.9455 | -11777.9455 | -11777.9455 | -11777.9455 | -11777.9455 | -11777.9455 | -11777.9455 | -11777.9455 | -11777.9455 | -11777.9455 | -11777.9455 | -11777.9455 | -11777.9455 | -11777.9455 | -11777.9455 | -11777.9455 | -11777.9455 | -11777.9455 | -11777.9455 | -11777.9455 | -11777.9455 | -11777.9455 | -11777.9455 | -11777.9455 | -11777.9455 | -11777.9455 | -11777.9455 | -11777.9455 | -11777.9455 | -11777.9455 | -11777.9455 | -11777.9455 | -11777.9455 | -11777.9455 | -11777.9455 | -11777.9455 | -11777.9455 | -11777.9455 | -11777.9455 | -11777.9455 | -11777.9455 | -11777.9455 | -11777.9455 | -11777.9455 | -11777.9455 | -11777.9455 | -11777.9455 | -11777.9455 | -11777.9455 | -11777.9455 | -11777.9455 | -11777.9455 | -11777.9455 | -11777.9455 | -11777.9455 | -11777.9455 | -11777.9455 | -11777.9455 | -11777.9455 | -11777.9455 | -11777.9455 | -11777.9455 | -11777.9455 | -11777.9455 | -11777.9455 | -11777.9455 | -11777.9455 | -11777.9455 | -11777.9455 | -11777.9455 | -11777.9455 | -11777.9455
I actif (réel) | 0 | 0 | 0 | 0 | 0 | 0 | 0 | 0 | 0 | 0 | 0 | 0 | 0 | 0 | 0 | 0 | 0 | 0 | 0 | 0 | 0 | 0 | 0 | 0 | 0 | 0 | 0 | 0 | 0 | 0 | 0 | 0 | 0 | 0 | 0 | 0 | 0 | 0 | 0 | 0 | 0 | 0 | 0 | 0 | 0 | 0 | 0 | 0 | 0 | 0 | 0 | 0 | 0 | 0 | 0 | 0 | 0 | 0 | 0 | 0 | 0 | 0 | 0 | 0 | 0 | 0 | 0 | 0 | 0 | 0 | 0 | 0 | 0 | 0 | 0 | 0 | 0 | 0 | 0 | 0 | 0 | 0 | 0 | 0
Idef | 0 | 0 | 0 | 0 | 0 | 0 | 0 | 0 | 0 | 0 | 0 | 0 | 0 | 0 | 0 | 0 | 0 | 0 | 0 | 0 | 0 | 0 | 0 | 0 | 0 | 0 | 0 | 0 | 0 | 0 | 0 | 0 | 0 | 0 | 0 | 0 | 0 | 0 | 0 | 0 | 0 | 0 | 0 | 0 | 0 | 0 | 0 | 0 | 0 | 0 | 0 | 0 | 0 | 0 | 0 | 0 | 0 | 0 | 0 | 0 | 0 | 0 | 0 | 0 | 0 | 0 | 0 | 0 | 0 | 0 | 0 | 0 | 0 | 0 | 0 | 0 | 0 | 0 | 0 | 0 | 0 | 0 | 0 | 0
Rd | 0 | 0 | 0 | 0 | 0 | 0 | 0 | 0 | 0 | 0 | 0 | 0 | 0 | 0 | 0 | 0 | 0 | 0 | 0 | 0 | 0 | 0 | 0 | 0 | 0 | 0 | 0 | 0 | 0 | 0 | 0 | 0 | 0 | 0 | 0 | 0 | 0 | 0 | 0 | 0 | 0 | 0 | 0 | 0 | 0 | 0 | 0 | 0 | 0 | 0 | 0 | 0 | 0 | 0 | 0 | 0 | 0 | 0 | 0 | 0 | 0 | 0 | 0 | 0 | 0 | 0 | 0 | 0 | 0 | 0 | 0 | 0 | 0 | 0 | 0 | 0 | 0 | 0 | 0 | 0 | 0 | 0 | 0 | 0
I def (imaginaire) | 0 | 0 | 0 | 0 | 0 | 0 | 0 | 0 | 0 | 0 | 0 | 0 | 0 | 0 | 0 | 0 | 0 | 0 | 0 | 0 | 0 | 0 | 0 | 0 | 0 | 0 | 0 | 0 | 0 | 0 | 0 | 0 | 0 | 0 | 0 | 0 | 0 | 0 | 0 | 0 | 0 | 0 | 0 | 0 | 0 | 0 | 0 | 0 | 0 | 0 | 0 | 0 | 0 | 0 | 0 | 0 | 0 | 0 | 0 | 0 | 0 | 0 | 0 | 0 | 0 | 0 | 0 | 0 | 0 | 0 | 0 | 0 | 0 | 0 | 0 | 0 | 0 | 0 | 0 | 0 | 0 | 0 | 0 | 0
Idefaut | #NAME? | #NAME? | #NAME? | #NAME? | #NAME? | #NAME? | #NAME? | #NAME? | #NAME? | #NAME? | #NAME? | #NAME? | #NAME? | #NAME? | #NAME? | #NAME? | #NAME? | #NAME? | #NAME? | #NAME? | #NAME? | #NAME? | #NAME? | #NAME? | #NAME? | #NAME? | #NAME? | #NAME? | #NAME? | #NAME? | #NAME? | #NAME? | #NAME? | #NAME? | #NAME? | #NAME? | #NAME? | #NAME? | #NAME? | #NAME? | #NAME? | #NAME? | #NAME? | #NAME? | #NAME? | #NAME? | #NAME? | #NAME? | #NAME? | #NAME? | #NAME? | #NAME? | #NAME? | #NAME? | #NAME? | #NAME? | #NAME? | #NAME? | #NAME? | #NAME? | #NAME? | #NAME? | #NAME? | #NAME? | #NAME? | #NAME? | #NAME? | #NAME? | #NAME? | #NAME? | #NAME? | #NAME? | #NAME? | #NAME? | #NAME? | #NAME? | #NAME? | #NAME? | #NAME? | #NAME? | #NAME? | #NAME? | #NAME? | #NAME?
I depart défaut | #NAME? | #NAME? | #NAME? | #NAME? | #NAME? | #NAME? | #NAME? | #NAME? | #NAME? | #NAME? | #NAME? | #NAME? | #NAME? | #NAME? | #NAME? | #NAME? | #NAME? | #NAME? | #NAME? | #NAME? | #NAME? | #NAME? | #NAME? | #NAME? | #NAME? | #NAME? | #NAME? | #NAME? | #NAME? | #NAME? | #NAME? | #NAME? | #NAME? | #NAME? | #NAME? | #NAME? | #NAME? | #NAME? | #NAME? | #NAME? | #NAME? | #NAME? | #NAME? | #NAME? | #NAME? | #NAME? | #NAME? | #NAME? | #NAME? | #NAME? | #NAME? | #NAME? | #NAME? | #NAME? | #NAME? | #NAME? | #NAME? | #NAME? | #NAME? | #NAME? | #NAME? | #NAME? | #NAME? | #NAME? | #NAME? | #NAME? | #NAME? | #NAME? | #NAME? | #NAME? | #NAME? | #NAME? | #NAME? | #NAME? | #NAME? | #NAME? | #NAME? | #NAME? | #NAME? | #NAME? | #NAME? | #NAME? | #NAME? | #NAME?
I départ défaut | #NAME? | #NAME? | #NAME? | #NAME? | #NAME? | #NAME? | #NAME? | #NAME? | #NAME? | #NAME? | #NAME? | #NAME? | #NAME? | #NAME? | #NAME? | #NAME? | #NAME? | #NAME? | #NAME? | #NAME? | #NAME? | #NAME? | #NAME? | #NAME? | #NAME? | #NAME? | #NAME? | #NAME? | #NAME? | #NAME? | #NAME? | #NAME? | #NAME? | #NAME? | #NAME? | #NAME? | #NAME? | #NAME? | #NAME? | #NAME? | #NAME? | #NAME? | #NAME? | #NAME? | #NAME? | #NAME? | #NAME? | #NAME? | #NAME? | #NAME? | #NAME? | #NAME? | #NAME? | #NAME? | #NAME? | #NAME? | #NAME? | #NAME? | #NAME? | #NAME? | #NAME? | #NAME? | #NAME? | #NAME? | #NAME? | #NAME? | #NAME? | #NAME? | #NAME? | #NAME? | #NAME? | #NAME? | #NAME? | #NAME? | #NAME? | #NAME? | #NAME? | #NAME? | #NAME? | #NAME? | #NAME? | #NAME? | #NAME? | #NAME?
Calcul de Xop/3 pour un Xos/3 |  |  | Rs | 40 |  | RN | Xo/3 //
Les données sont Xos/3 en fonction |  |  | Xos/3 | 6 | RPN 40 | 40 | 272 | Calcul de SW vers SI |  |  | calcul intermédiaire position IC
de la puissance du transfo |  |  | angle (Rd) | 0.14889 | RPN 80 | 80 | 1072 | Calcul de sensibilité PWH |  |  | Max Rd PWH | 0
|  |  | Z | 40.4475 | BPN 40 +j40 | 80 | 90 | Calcul de sensibilité PVH |  |  | Max rd PVH | 0
|  |  | 1/Xop/3 | 0.0036675 | [6 empty] | Max Rd PAH D | #NAME?
|  |  | Xop/3 : | 272.6667 | Pour les transfos de 20 MVA 20 kV Xo/3 = entre 5,2 et 6,2 | [5 empty] | Max Rd PAH A | #NAME?
Pour les transfos de 36 MVA 20 kV Xo/3 = entre 3,7 et 4,5 (réactance en série avec la mise à la terre du neutre) | [10 empty] | Max Rd PAH L | #NAME?
[11 empty] | Max des Max | #NAME?
Rs | 40 | Rs+rs | 47 | Rp | 81.0426
Xs | 40 | Xs | 40 | Xp | 95.225
rs | 7 | Qs=Xs/rs | 0.85106
résistance Rs | self Xls | rs |  | résistance Rs | self Xls | rs
nulle | J=ZoTransfo | nulle |  | 1e-09 | 4 | 1e-09 |  | self nulle = réactance série du transformateur = choix initial
10 | j6 | 1 |  | 10 | 6 | 1
20 | j12 | 2 |  | 20 | 12 | 2 |  |  |  | Cacul de Xs et Rs en NC |  |  | R// en NC | R// en NC |  | Ir | 145.3304
30 | j20 | 3(j12) |  | 30 | 20 | 3 |  | valeur Zo transfo | (recopie de NI) | valeur IL | 200 | 0 | 20A (21400V) | 617.7648 |  | Ic | 123.6854
40 | j30 | 4 |  | 40 | 30 | 4 |  | 4 |  | Xp | 58.8897 |  | 30A (21400V) | 411.8432 |  | T=2IC/Irw | 0.0054208
50 | j40 | 5 |  | 50 | 40 | 5 |  |  |  | Rp (21400) | 617.7648 |  | index
60 | j50 | 6 |  | 60 | 50 | 6 |  |  |  | Z | 58.624 |  | 1
70 | j60 | 7 (j40) |  | 70 | 60 | 7 |  |  |  | angle | 1.4758
80 | j70 | 8 |  | 80 | 70 | 8 |  |  |  | Xs | 58.3594
90 | j80 | 9 |  | 90 | 80 | 9 |  |  |  | Rs | 5.5632
100 | j90 | 10 |  | 100 | 90 | 10 |  |  | calcul deTrsv max à l'accord, Rd = 0 |  |  |  | calcul de Trsw max à l'accord, Rd =0
110 | j100 | 11 |  | 110 | 100 | 11 |  |  | test NC |  |  |  |  | 3Io départ | 20
NC | NC | NC |  | 5.5632 | 58.3594 | 0 |  |  | 0 | Xc accord | 95.225 |  |  | A=(3Icdep*Vn) | 706676.7295
index Rs | index Xls | index rs | [7 empty] | CoT | 3.3444e-05 |  |  | B=Sw*T*314 | 0
5 | 6 | 8 | [7 empty] | 2 R CoT | 0.0054208 |  |  | T /2 | 0.0027104
valeur de Rs | valeur Xls | valeur rs | [7 empty] | Svo/Vn | 0 |  |  | ln(A/B) | #DIV/0!
40 | 40 | 7 | Zn | #NAME? | module Zn | #NAME? |  |  | 30ms + | ln(Svo/Vn) | #VALUE! |  |  | Trsw(ms) | #DIV/0!
[9 empty] | Rco*ln(Svo/Vn) | Trsv (ms) | 0ms |  | test | Trsw(ms) | 0ms
Sensibilité PVH
| PWH(kw): | 0 | Vo | 0 | % | 0 | rpn : | 81.0426 |  |  | 0
| Vn: | 11777.9455 |  |  | 0 |  | Xop/3 // : | 95.225 |  |  | 0
| UHTA | 20400 |  |  |  |  | Iselfique | 123.6854
capacitif total (x) | 80 | 90 | 100 | 110 | 120 | 130 | 140 | 150 | 160 | 170 | 180 | 190 | 200 | 210 | 220 | 230 | 240 | 250 | 260 | 270 | 280 | 290 | 300 | 310 | 320 | 330 | 340 | 350 | 360 | 370 | 380 | 390 | 400 | 410 | 420 | 430 | 440 | 450 | 460 | 470 | 480 | 490 | 500 | 510 | 520 | 530 | 540 | 550 | 560 | 570 | 580 | 590 | 600 | 610 | 620 | 630 | 640 | 650 | 660 | 670 | 680 | 690 | 700 | 710 | 720 | 730 | 740 | 750 | 760 | 770 | 780 | 790 | 800 | 810 | 820 | 830 | 840 | 850 | 860 | 870 | 880 | 890 | 900 | 910
IC-IL | -43.6854 | -33.6854 | -23.6854 | -13.6854 | -3.6854 | 6.3146 | 16.3146 | 26.3146 | 36.3146 | 46.3146 | 56.3146 | 66.3146 | 76.3146 | 86.3146 | 96.3146 | 106.3146 | 116.3146 | 126.3146 | 136.3146 | 146.3146 | 156.3146 | 166.3146 | 176.3146 | 186.3146 | 196.3146 | 206.3146 | 216.3146 | 226.3146 | 236.3146 | 246.3146 | 256.3146 | 266.3146 | 276.3146 | 286.3146 | 296.3146 | 306.3146 | 316.3146 | 326.3146 | 336.3146 | 346.3146 | 356.3146 | 366.3146 | 376.3146 | 386.3146 | 396.3146 | 406.3146 | 416.3146 | 426.3146 | 436.3146 | 446.3146 | 456.3146 | 466.3146 | 476.3146 | 486.3146 | 496.3146 | 506.3146 | 516.3146 | 526.3146 | 536.3146 | 546.3146 | 556.3146 | 566.3146 | 576.3146 | 586.3146 | 596.3146 | 606.3146 | 616.3146 | 626.3146 | 636.3146 | 646.3146 | 656.3146 | 666.3146 | 676.3146 | 686.3146 | 696.3146 | 706.3146 | 716.3146 | 726.3146 | 736.3146 | 746.3146 | 756.3146 | 766.3146 | 776.3146 | 786.3146
angle désaccord | -0.292 | -0.22776 | -0.16156 | -0.093891 | -0.025354 | 0.043422 | 0.11179 | 0.17913 | 0.24486 | 0.30851 | 0.36968 | 0.42808 | 0.48353 | 0.53594 | 0.58527 | 0.63158 | 0.67495 | 0.71551 | 0.7534 | 0.78877 | 0.8218 | 0.85263 | 0.88143 | 0.90835 | 0.93354 | 0.95712 | 0.97922 | 0.99995 | 1.0194 | 1.0377 | 1.055 | 1.0713 | 1.0866 | 1.1011 | 1.1148 | 1.1278 | 1.1401 | 1.1518 | 1.1629 | 1.1735 | 1.1835 | 1.1931 | 1.2022 | 1.211 | 1.2193 | 1.2273 | 1.2349 | 1.2423 | 1.2493 | 1.256 | 1.2625 | 1.2687 | 1.2747 | 1.2804 | 1.2859 | 1.2913 | 1.2964 | 1.3014 | 1.3062 | 1.3108 | 1.3153 | 1.3196 | 1.3238 | 1.3278 | 1.3317 | 1.3355 | 1.3392 | 1.3428 | 1.3463 | 1.3496 | 1.3529 | 1.356 | 1.3591 | 1.3621 | 1.365 | 1.3679 | 1.3706 | 1.3733 | 1.3759 | 1.3785 | 1.381 | 1.3834 | 1.3857 | 1.388
angle VoV1 | 3.432 | 3.3678 | 3.3016 | 3.2339 | 3.1654 | 3.0966 | 3.0282 | 2.9609 | 2.8951 | 2.8315 | 2.7703 | 2.7119 | 2.6565 | 2.6041 | 2.5547 | 2.5084 | 2.465 | 2.4245 | 2.3866 | 2.3512 | 2.3182 | 2.2874 | 2.2586 | 2.2316 | 2.2065 | 2.1829 | 2.1608 | 2.14 | 2.1206 | 2.1023 | 2.085 | 2.0687 | 2.0534 | 2.0389 | 2.0252 | 2.0122 | 1.9999 | 1.9882 | 1.9771 | 1.9665 | 1.9565 | 1.9469 | 1.9378 | 1.929 | 1.9207 | 1.9127 | 1.9051 | 1.8977 | 1.8907 | 1.884 | 1.8775 | 1.8713 | 1.8653 | 1.8596 | 1.8541 | 1.8487 | 1.8436 | 1.8386 | 1.8338 | 1.8292 | 1.8247 | 1.8204 | 1.8162 | 1.8122 | 1.8083 | 1.8045 | 1.8008 | 1.7972 | 1.7937 | 1.7904 | 1.7871 | 1.784 | 1.7809 | 1.7779 | 1.775 | 1.7721 | 1.7694 | 1.7667 | 1.7641 | 1.7615 | 1.759 | 1.7566 | 1.7543 | 1.752
Ax2 | 1 | 1 | 1 | 1 | 1 | 1 | 1 | 1 | 1 | 1 | 1 | 1 | 1 | 1 | 1 | 1 | 1 | 1 | 1 | 1 | 1 | 1 | 1 | 1 | 1 | 1 | 1 | 1 | 1 | 1 | 1 | 1 | 1 | 1 | 1 | 1 | 1 | 1 | 1 | 1 | 1 | 1 | 1 | 1 | 1 | 1 | 1 | 1 | 1 | 1 | 1 | 1 | 1 | 1 | 1 | 1 | 1 | 1 | 1 | 1 | 1 | 1 | 1 | 1 | 1 | 1 | 1 | 1 | 1 | 1 | 1 | 1 | 1 | 1 | 1 | 1 | 1 | 1 | 1 | 1 | 1 | 1 | 1 | 1
Bx | 0 | 0 | 0 | 0 | 0 | 0 | 0 | 0 | 0 | 0 | 0 | 0 | 0 | 0 | 0 | 0 | 0 | 0 | 0 | 0 | 0 | 0 | 0 | 0 | 0 | 0 | 0 | 0 | 0 | 0 | 0 | 0 | 0 | 0 | 0 | 0 | 0 | 0 | 0 | 0 | 0 | 0 | 0 | 0 | 0 | 0 | 0 | 0 | 0 | 0 | 0 | 0 | 0 | 0 | 0 | 0 | 0 | 0 | 0 | 0 | 0 | 0 | 0 | 0 | 0 | 0 | 0 | 0 | 0 | 0 | 0 | 0 | 0 | 0 | 0 | 0 | 0 | 0 | 0 | 0 | 0 | 0 | 0 | 0
C | -138720000 | -138720000 | -138720000 | -138720000 | -138720000 | -138720000 | -138720000 | -138720000 | -138720000 | -138720000 | -138720000 | -138720000 | -138720000 | -138720000 | -138720000 | -138720000 | -138720000 | -138720000 | -138720000 | -138720000 | -138720000 | -138720000 | -138720000 | -138720000 | -138720000 | -138720000 | -138720000 | -138720000 | -138720000 | -138720000 | -138720000 | -138720000 | -138720000 | -138720000 | -138720000 | -138720000 | -138720000 | -138720000 | -138720000 | -138720000 | -138720000 | -138720000 | -138720000 | -138720000 | -138720000 | -138720000 | -138720000 | -138720000 | -138720000 | -138720000 | -138720000 | -138720000 | -138720000 | -138720000 | -138720000 | -138720000 | -138720000 | -138720000 | -138720000 | -138720000 | -138720000 | -138720000 | -138720000 | -138720000 | -138720000 | -138720000 | -138720000 | -138720000 | -138720000 | -138720000 | -138720000 | -138720000 | -138720000 | -138720000 | -138720000 | -138720000 | -138720000 | -138720000 | -138720000 | -138720000 | -138720000 | -138720000 | -138720000 | -138720000
D | 554880000 | 554880000 | 554880000 | 554880000 | 554880000 | 554880000 | 554880000 | 554880000 | 554880000 | 554880000 | 554880000 | 554880000 | 554880000 | 554880000 | 554880000 | 554880000 | 554880000 | 554880000 | 554880000 | 554880000 | 554880000 | 554880000 | 554880000 | 554880000 | 554880000 | 554880000 | 554880000 | 554880000 | 554880000 | 554880000 | 554880000 | 554880000 | 554880000 | 554880000 | 554880000 | 554880000 | 554880000 | 554880000 | 554880000 | 554880000 | 554880000 | 554880000 | 554880000 | 554880000 | 554880000 | 554880000 | 554880000 | 554880000 | 554880000 | 554880000 | 554880000 | 554880000 | 554880000 | 554880000 | 554880000 | 554880000 | 554880000 | 554880000 | 554880000 | 554880000 | 554880000 | 554880000 | 554880000 | 554880000 | 554880000 | 554880000 | 554880000 | 554880000 | 554880000 | 554880000 | 554880000 | 554880000 | 554880000 | 554880000 | 554880000 | 554880000 | 554880000 | 554880000 | 554880000 | 554880000 | 554880000 | 554880000 | 554880000 | 554880000
solution 1 | 11777.9455 | 11777.9455 | 11777.9455 | 11777.9455 | 11777.9455 | 11777.9455 | 11777.9455 | 11777.9455 | 11777.9455 | 11777.9455 | 11777.9455 | 11777.9455 | 11777.9455 | 11777.9455 | 11777.9455 | 11777.9455 | 11777.9455 | 11777.9455 | 11777.9455 | 11777.9455 | 11777.9455 | 11777.9455 | 11777.9455 | 11777.9455 | 11777.9455 | 11777.9455 | 11777.9455 | 11777.9455 | 11777.9455 | 11777.9455 | 11777.9455 | 11777.9455 | 11777.9455 | 11777.9455 | 11777.9455 | 11777.9455 | 11777.9455 | 11777.9455 | 11777.9455 | 11777.9455 | 11777.9455 | 11777.9455 | 11777.9455 | 11777.9455 | 11777.9455 | 11777.9455 | 11777.9455 | 11777.9455 | 11777.9455 | 11777.9455 | 11777.9455 | 11777.9455 | 11777.9455 | 11777.9455 | 11777.9455 | 11777.9455 | 11777.9455 | 11777.9455 | 11777.9455 | 11777.9455 | 11777.9455 | 11777.9455 | 11777.9455 | 11777.9455 | 11777.9455 | 11777.9455 | 11777.9455 | 11777.9455 | 11777.9455 | 11777.9455 | 11777.9455 | 11777.9455 | 11777.9455 | 11777.9455 | 11777.9455 | 11777.9455 | 11777.9455 | 11777.9455 | 11777.9455 | 11777.9455 | 11777.9455 | 11777.9455 | 11777.9455 | 11777.9455
solution 2 | -11777.9455 | -11777.9455 | -11777.9455 | -11777.9455 | -11777.9455 | -11777.9455 | -11777.9455 | -11777.9455 | -11777.9455 | -11777.9455 | -11777.9455 | -11777.9455 | -11777.9455 | -11777.9455 | -11777.9455 | -11777.9455 | -11777.9455 | -11777.9455 | -11777.9455 | -11777.9455 | -11777.9455 | -11777.9455 | -11777.9455 | -11777.9455 | -11777.9455 | -11777.9455 | -11777.9455 | -11777.9455 | -11777.9455 | -11777.9455 | -11777.9455 | -11777.9455 | -11777.9455 | -11777.9455 | -11777.9455 | -11777.9455 | -11777.9455 | -11777.9455 | -11777.9455 | -11777.9455 | -11777.9455 | -11777.9455 | -11777.9455 | -11777.9455 | -11777.9455 | -11777.9455 | -11777.9455 | -11777.9455 | -11777.9455 | -11777.9455 | -11777.9455 | -11777.9455 | -11777.9455 | -11777.9455 | -11777.9455 | -11777.9455 | -11777.9455 | -11777.9455 | -11777.9455 | -11777.9455 | -11777.9455 | -11777.9455 | -11777.9455 | -11777.9455 | -11777.9455 | -11777.9455 | -11777.9455 | -11777.9455 | -11777.9455 | -11777.9455 | -11777.9455 | -11777.9455 | -11777.9455 | -11777.9455 | -11777.9455 | -11777.9455 | -11777.9455 | -11777.9455 | -11777.9455 | -11777.9455 | -11777.9455 | -11777.9455 | -11777.9455 | -11777.9455
I actif (réel) | 0 | 0 | 0 | 0 | 0 | 0 | 0 | 0 | 0 | 0 | 0 | 0 | 0 | 0 | 0 | 0 | 0 | 0 | 0 | 0 | 0 | 0 | 0 | 0 | 0 | 0 | 0 | 0 | 0 | 0 | 0 | 0 | 0 | 0 | 0 | 0 | 0 | 0 | 0 | 0 | 0 | 0 | 0 | 0 | 0 | 0 | 0 | 0 | 0 | 0 | 0 | 0 | 0 | 0 | 0 | 0 | 0 | 0 | 0 | 0 | 0 | 0 | 0 | 0 | 0 | 0 | 0 | 0 | 0 | 0 | 0 | 0 | 0 | 0 | 0 | 0 | 0 | 0 | 0 | 0 | 0 | 0 | 0 | 0
Idef | 0 | 0 | 0 | 0 | 0 | 0 | 0 | 0 | 0 | 0 | 0 | 0 | 0 | 0 | 0 | 0 | 0 | 0 | 0 | 0 | 0 | 0 | 0 | 0 | 0 | 0 | 0 | 0 | 0 | 0 | 0 | 0 | 0 | 0 | 0 | 0 | 0 | 0 | 0 | 0 | 0 | 0 | 0 | 0 | 0 | 0 | 0 | 0 | 0 | 0 | 0 | 0 | 0 | 0 | 0 | 0 | 0 | 0 | 0 | 0 | 0 | 0 | 0 | 0 | 0 | 0 | 0 | 0 | 0 | 0 | 0 | 0 | 0 | 0 | 0 | 0 | 0 | 0 | 0 | 0 | 0 | 0 | 0 | 0
Rd (PVH) | 0 | 0 | 0 | 0 | 0 | 0 | 0 | 0 | 0 | 0 | 0 | 0 | 0 | 0 | 0 | 0 | 0 | 0 | 0 | 0 | 0 | 0 | 0 | 0 | 0 | 0 | 0 | 0 | 0 | 0 | 0 | 0 | 0 | 0 | 0 | 0 | 0 | 0 | 0 | 0 | 0 | 0 | 0 | 0 | 0 | 0 | 0 | 0 | 0 | 0 | 0 | 0 | 0 | 0 | 0 | 0 | 0 | 0 | 0 | 0 | 0 | 0 | 0 | 0 | 0 | 0 | 0 | 0 | 0 | 0 | 0 | 0 | 0 | 0 | 0 | 0 | 0 | 0 | 0 | 0 | 0 | 0 | 0 | 0
I def (imaginaire) | 0 | 0 | 0 | 0 | 0 | 0 | 0 | 0 | 0 | 0 | 0 | 0 | 0 | 0 | 0 | 0 | 0 | 0 | 0 | 0 | 0 | 0 | 0 | 0 | 0 | 0 | 0 | 0 | 0 | 0 | 0 | 0 | 0 | 0 | 0 | 0 | 0 | 0 | 0 | 0 | 0 | 0 | 0 | 0 | 0 | 0 | 0 | 0 | 0 | 0 | 0 | 0 | 0 | 0 | 0 | 0 | 0 | 0 | 0 | 0 | 0 | 0 | 0 | 0 | 0 | 0 | 0 | 0 | 0 | 0 | 0 | 0 | 0 | 0 | 0 | 0 | 0 | 0 | 0 | 0 | 0 | 0 | 0 | 0
Idefaut | #NAME? | #NAME? | #NAME? | #NAME? | #NAME? | #NAME? | #NAME? | #NAME? | #NAME? | #NAME? | #NAME? | #NAME? | #NAME? | #NAME? | #NAME? | #NAME? | #NAME? | #NAME? | #NAME? | #NAME? | #NAME? | #NAME? | #NAME? | #NAME? | #NAME? | #NAME? | #NAME? | #NAME? | #NAME? | #NAME? | #NAME? | #NAME? | #NAME? | #NAME? | #NAME? | #NAME? | #NAME? | #NAME? | #NAME? | #NAME? | #NAME? | #NAME? | #NAME? | #NAME? | #NAME? | #NAME? | #NAME? | #NAME? | #NAME? | #NAME? | #NAME? | #NAME? | #NAME? | #NAME? | #NAME? | #NAME? | #NAME? | #NAME? | #NAME? | #NAME? | #NAME? | #NAME? | #NAME? | #NAME? | #NAME? | #NAME? | #NAME? | #NAME? | #NAME? | #NAME? | #NAME? | #NAME? | #NAME? | #NAME? | #NAME? | #NAME? | #NAME? | #NAME? | #NAME? | #NAME? | #NAME? | #NAME? | #NAME? | #NAME?
I depart défaut | #NAME? | #NAME? | #NAME? | #NAME? | #NAME? | #NAME? | #NAME? | #NAME? | #NAME? | #NAME? | #NAME? | #NAME? | #NAME? | #NAME? | #NAME? | #NAME? | #NAME? | #NAME? | #NAME? | #NAME? | #NAME? | #NAME? | #NAME? | #NAME? | #NAME? | #NAME? | #NAME? | #NAME? | #NAME? | #NAME? | #NAME? | #NAME? | #NAME? | #NAME? | #NAME? | #NAME? | #NAME? | #NAME? | #NAME? | #NAME? | #NAME? | #NAME? | #NAME? | #NAME? | #NAME? | #NAME? | #NAME? | #NAME? | #NAME? | #NAME? | #NAME? | #NAME? | #NAME? | #NAME? | #NAME? | #NAME? | #NAME? | #NAME? | #NAME? | #NAME? | #NAME? | #NAME? | #NAME? | #NAME? | #NAME? | #NAME? | #NAME? | #NAME? | #NAME? | #NAME? | #NAME? | #NAME? | #NAME? | #NAME? | #NAME? | #NAME? | #NAME? | #NAME? | #NAME? | #NAME? | #NAME? | #NAME? | #NAME? | #NAME?
I départ défaut | #NAME? | #NAME? | #NAME? | #NAME? | #NAME? | #NAME? | #NAME? | #NAME? | #NAME? | #NAME? | #NAME? | #NAME? | #NAME? | #NAME? | #NAME? | #NAME? | #NAME? | #NAME? | #NAME? | #NAME? | #NAME? | #NAME? | #NAME? | #NAME? | #NAME? | #NAME? | #NAME? | #NAME? | #NAME? | #NAME? | #NAME? | #NAME? | #NAME? | #NAME? | #NAME? | #NAME? | #NAME? | #NAME? | #NAME? | #NAME? | #NAME? | #NAME? | #NAME? | #NAME? | #NAME? | #NAME? | #NAME? | #NAME? | #NAME? | #NAME? | #NAME? | #NAME? | #NAME? | #NAME? | #NAME? | #NAME? | #NAME? | #NAME? | #NAME? | #NAME? | #NAME? | #NAME? | #NAME? | #NAME? | #NAME? | #NAME? | #NAME? | #NAME? | #NAME? | #NAME? | #NAME? | #NAME? | #NAME? | #NAME? | #NAME? | #NAME? | #NAME? | #NAME? | #NAME? | #NAME? | #NAME? | #NAME? | #NAME? | #NAME?
Tg ang desaccord | -0.30059 | -0.23179 | -0.16298 | -0.094168 | -0.025359 | 0.04345 | 0.11226 | 0.18107 | 0.24988 | 0.31868 | 0.38749 | 0.4563 | 0.52511 | 0.59392 | 0.66273 | 0.73154 | 0.80035 | 0.86915 | 0.93796 | 1.0068 | 1.0756 | 1.1444 | 1.2132 | 1.282 | 1.3508 | 1.4196 | 1.4884 | 1.5572 | 1.6261 | 1.6949 | 1.7637 | 1.8325 | 1.9013 | 1.9701 | 2.0389 | 2.1077 | 2.1765 | 2.2453 | 2.3141 | 2.3829 | 2.4518 | 2.5206 | 2.5894 | 2.6582 | 2.727 | 2.7958 | 2.8646 | 2.9334 | 3.0022 | 3.071 | 3.1398 | 3.2087 | 3.2775 | 3.3463 | 3.4151 | 3.4839 | 3.5527 | 3.6215 | 3.6903 | 3.7591 | 3.8279 | 3.8967 | 3.9655 | 4.0344 | 4.1032 | 4.172 | 4.2408 | 4.3096 | 4.3784 | 4.4472 | 4.516 | 4.5848 | 4.6536 | 4.7224 | 4.7913 | 4.8601 | 4.9289 | 4.9977 | 5.0665 | 5.1353 | 5.2041 | 5.2729 | 5.3417 | 5.4105
Sensibilité PAH départ
resultat EPATR | PAH | 80 | 0 | FALSE | TRUE | 0 | rpn : | 81.0426 | 3Io Dd | 20 | 0
2.1s | Vn: | 11777.9455 | -- | 4.8s | 2.1s | 0.82s | Xop/3 // : | 95.225 |  |  | 0
| UHTA | 20400 | I actif | 145.3304 |  |  | Iselfique | 123.6854
Capacitif total(x) | 80 | 90 | 100 | 110 | 120 | 130 | 140 | 150 | 160 | 170 | 180 | 190 | 200 | 210 | 220 | 230 | 240 | 250 | 260 | 270 | 280 | 290 | 300 | 310 | 320 | 330 | 340 | 350 | 360 | 370 | 380 | 390 | 400 | 410 | 420 | 430 | 440 | 450 | 460 | 470 | 480 | 490 | 500 | 510 | 520 | 530 | 540 | 550 | 560 | 570 | 580 | 590 | 600 | 610 | 620 | 630 | 640 | 650 | 660 | 670 | 680 | 690 | 700 | 710 | 720 | 730 | 740 | 750 | 760 | 770 | 780 | 790 | 800 | 810 | 820 | 830 | 840 | 850 | 860 | 870 | 880 | 890 | 900 | 910
Capacitif amont | 60 | 70 | 80 | 90 | 100 | 110 | 120 | 130 | 140 | 150 | 160 | 170 | 180 | 190 | 200 | 210 | 220 | 230 | 240 | 250 | 260 | 270 | 280 | 290 | 300 | 310 | 320 | 330 | 340 | 350 | 360 | 370 | 380 | 390 | 400 | 410 | 420 | 430 | 440 | 450 | 460 | 470 | 480 | 490 | 500 | 510 | 520 | 530 | 540 | 550 | 560 | 570 | 580 | 590 | 600 | 610 | 620 | 630 | 640 | 650 | 660 | 670 | 680 | 690 | 700 | 710 | 720 | 730 | 740 | 750 | 760 | 770 | 780 | 790 | 800 | 810 | 820 | 830 | 840 | 850 | 860 | 870 | 880 | 890
(IC - IL) total | -43.6854 | -33.6854 | -23.6854 | -13.6854 | -3.6854 | 6.3146 | 16.3146 | 26.3146 | 36.3146 | 46.3146 | 56.3146 | 66.3146 | 76.3146 | 86.3146 | 96.3146 | 106.3146 | 116.3146 | 126.3146 | 136.3146 | 146.3146 | 156.3146 | 166.3146 | 176.3146 | 186.3146 | 196.3146 | 206.3146 | 216.3146 | 226.3146 | 236.3146 | 246.3146 | 256.3146 | 266.3146 | 276.3146 | 286.3146 | 296.3146 | 306.3146 | 316.3146 | 326.3146 | 336.3146 | 346.3146 | 356.3146 | 366.3146 | 376.3146 | 386.3146 | 396.3146 | 406.3146 | 416.3146 | 426.3146 | 436.3146 | 446.3146 | 456.3146 | 466.3146 | 476.3146 | 486.3146 | 496.3146 | 506.3146 | 516.3146 | 526.3146 | 536.3146 | 546.3146 | 556.3146 | 566.3146 | 576.3146 | 586.3146 | 596.3146 | 606.3146 | 616.3146 | 626.3146 | 636.3146 | 646.3146 | 656.3146 | 666.3146 | 676.3146 | 686.3146 | 696.3146 | 706.3146 | 716.3146 | 726.3146 | 736.3146 | 746.3146 | 756.3146 | 766.3146 | 776.3146 | 786.3146
(IC-IL)amont | -63.6854 | -53.6854 | -43.6854 | -33.6854 | -23.6854 | -13.6854 | -3.6854 | 6.3146 | 16.3146 | 26.3146 | 36.3146 | 46.3146 | 56.3146 | 66.3146 | 76.3146 | 86.3146 | 96.3146 | 106.3146 | 116.3146 | 126.3146 | 136.3146 | 146.3146 | 156.3146 | 166.3146 | 176.3146 | 186.3146 | 196.3146 | 206.3146 | 216.3146 | 226.3146 | 236.3146 | 246.3146 | 256.3146 | 266.3146 | 276.3146 | 286.3146 | 296.3146 | 306.3146 | 316.3146 | 326.3146 | 336.3146 | 346.3146 | 356.3146 | 366.3146 | 376.3146 | 386.3146 | 396.3146 | 406.3146 | 416.3146 | 426.3146 | 436.3146 | 446.3146 | 456.3146 | 466.3146 | 476.3146 | 486.3146 | 496.3146 | 506.3146 | 516.3146 | 526.3146 | 536.3146 | 546.3146 | 556.3146 | 566.3146 | 576.3146 | 586.3146 | 596.3146 | 606.3146 | 616.3146 | 626.3146 | 636.3146 | 646.3146 | 656.3146 | 666.3146 | 676.3146 | 686.3146 | 696.3146 | 706.3146 | 716.3146 | 726.3146 | 736.3146 | 746.3146 | 756.3146 | 766.3146
Idd franc | 158.6718 | 154.9292 | 151.7542 | 149.1832 | 147.2478 | 145.9733 | 145.3771 | 145.4675 | 146.2432 | 147.6935 | 149.7988 | 152.5318 | 155.8597 | 159.7452 | 164.1488 | 169.03 | 174.3485 | 180.0658 | 186.1451 | 192.552 | 199.2551 | 206.2253 | 213.4366 | 220.8652 | 228.4901 | 236.2923 | 244.2546 | 252.3621 | 260.6011 | 268.9595 | 277.4266 | 285.9926 | 294.6491 | 303.3881 | 312.2029 | 321.0871 | 330.0352 | 339.0421 | 348.1032 | 357.2144 | 366.372 | 375.5725 | 384.8129 | 394.0904 | 403.4025 | 412.7467 | 422.121 | 431.5234 | 440.9521 | 450.4054 | 459.8819 | 469.38 | 478.8986 | 488.4365 | 497.9925 | 507.5655 | 517.1548 | 526.7593 | 536.3783 | 546.0109 | 555.6566 | 565.3145 | 574.9842 | 584.665 | 594.3563 | 604.0577 | 613.7687 | 623.4888 | 633.2176 | 642.9548 | 652.6999 | 662.4526 | 672.2126 | 681.9795 | 691.7531 | 701.533 | 711.3191 | 721.1111 | 730.9087 | 740.7117 | 750.5199 | 760.3331 | 770.1511 | 779.9737
Zo dd | 74.2283 | 76.0215 | 77.612 | 78.9495 | 79.9872 | 80.6856 | 81.0165 | 80.9662 | 80.5367 | 79.7458 | 78.6251 | 77.2163 | 75.5676 | 73.7296 | 71.7516 | 69.6796 | 67.554 | 65.4091 | 63.2729 | 61.1676 | 59.1099 | 57.112 | 55.1824 | 53.3264 | 51.5468 | 49.8448 | 48.2199 | 46.6708 | 45.1953 | 43.7908 | 42.4543 | 41.1827 | 39.9728 | 38.8214 | 37.7253 | 36.6815 | 35.6869 | 34.7389 | 33.8346 | 32.9716 | 32.1475 | 31.36 | 30.6069 | 29.8864 | 29.1965 | 28.5355 | 27.9018 | 27.2939 | 26.7103 | 26.1497 | 25.6108 | 25.0926 | 24.5938 | 24.1136 | 23.6509 | 23.2048 | 22.7745 | 22.3593 | 21.9583 | 21.5709 | 21.1964 | 20.8343 | 20.4839 | 20.1448 | 19.8163 | 19.498 | 19.1896 | 18.8904 | 18.6002 | 18.3185 | 18.045 | 17.7793 | 17.5212 | 17.2702 | 17.0262 | 16.7889 | 16.5579 | 16.3331 | 16.1141 | 15.9009 | 15.693 | 15.4905 | 15.293 | 15.1004
Vo= Zodd Idd | 5938.266 | 6081.7189 | 6208.9591 | 6315.9631 | 6398.9785 | 6454.848 | 6481.3206 | 6477.293 | 6442.9345 | 6379.6679 | 6290.0096 | 6177.3049 | 6045.4084 | 5898.3643 | 5740.1306 | 5574.3708 | 5404.3217 | 5232.7283 | 5061.8342 | 4893.4076 | 4728.7914 | 4568.9625 | 4414.5935 | 4266.111 | 4123.7474 | 3987.5855 | 3857.5956 | 3733.6656 | 3615.6247 | 3503.2624 | 3396.3426 | 3294.6151 | 3197.8232 | 3105.7101 | 3018.0232 | 2934.5169 | 2854.9549 | 2779.1112 | 2706.7711 | 2637.7315 | 2571.8007 | 2508.7983 | 2448.555 | 2390.9121 | 2335.7209 | 2282.8422 | 2232.1457 | 2183.5099 | 2136.8209 | 2091.9723 | 2048.8646 | 2007.4046 | 1967.5054 | 1929.0853 | 1892.0681 | 1856.3822 | 1821.9606 | 1788.7404 | 1756.6626 | 1725.6717 | 1695.7158 | 1666.7458 | 1638.7157 | 1611.5822 | 1585.3044 | 1559.8438 | 1535.1641 | 1511.2311 | 1488.0123 | 1465.4773 | 1443.5971 | 1422.3443 | 1401.693 | 1381.6187 | 1362.0982 | 1343.1094 | 1324.6314 | 1306.6442 | 1289.1291 | 1272.068 | 1255.444 | 1239.2407 | 1223.4426 | 1208.0352
Iactif | 73.2734 | 75.0435 | 76.6136 | 77.9339 | 78.9583 | 79.6476 | 79.9743 | 79.9246 | 79.5006 | 78.72 | 77.6137 | 76.223 | 74.5955 | 72.7811 | 70.8286 | 68.7833 | 66.685 | 64.5677 | 62.459 | 60.3807 | 58.3495 | 56.3773 | 54.4725 | 52.6404 | 50.8837 | 49.2036 | 47.5996 | 46.0704 | 44.6139 | 43.2274 | 41.9081 | 40.6529 | 39.4586 | 38.322 | 37.24 | 36.2096 | 35.2278 | 34.292 | 33.3994 | 32.5475 | 31.734 | 30.9566 | 30.2132 | 29.5019 | 28.8209 | 28.1684 | 27.5429 | 26.9428 | 26.3667 | 25.8133 | 25.2813 | 24.7698 | 24.2774 | 23.8034 | 23.3466 | 22.9063 | 22.4815 | 22.0716 | 21.6758 | 21.2934 | 20.9238 | 20.5663 | 20.2204 | 19.8856 | 19.5614 | 19.2472 | 18.9427 | 18.6474 | 18.3609 | 18.0828 | 17.8128 | 17.5506 | 17.2958 | 17.0481 | 16.8072 | 16.5729 | 16.3449 | 16.1229 | 15.9068 | 15.6963 | 15.4912 | 15.2912 | 15.0963 | 14.9062
Pr (kW) | 1305.3514 | 1369.1809 | 1427.0715 | 1476.6831 | 1515.7565 | 1542.3402 | 1555.017 | 1553.085 | 1536.6522 | 1506.6219 | 1464.5721 | 1412.5578 | 1352.8805 | 1287.8679 | 1219.6962 | 1150.2702 | 1081.1614 | 1013.5951 | 948.4708 | 886.4024 | 827.7676 | 772.7577 | 721.4223 | 673.7091 | 629.4949 | 588.6107 | 550.8604 | 516.0348 | 483.9214 | 454.3112 | 427.0032 | 401.807 | 378.5446 | 357.0508 | 337.1734 | 318.7729 | 301.7218 | 285.9038 | 271.2134 | 257.5546 | 244.8402 | 232.9913 | 221.9361 | 211.6096 | 201.9529 | 192.9123 | 184.4392 | 176.4893 | 169.0225 | 162.0019 | 155.3941 | 149.1688 | 143.298 | 137.7562 | 132.5201 | 127.5683 | 122.8814 | 118.4412 | 114.2312 | 110.2363 | 106.4423 | 102.8364 | 99.4066 | 96.142 | 93.0322 | 90.068 | 87.2404 | 84.5415 | 81.9636 | 79.4999 | 77.1436 | 74.8889 | 72.7301 | 70.6618 | 68.6792 | 66.7776 | 64.9529 | 63.2008 | 61.5178 | 59.9003 | 58.3449 | 56.8486 | 55.4084 | 54.0216
angle désa | -0.292 | -0.22776 | -0.16156 | -0.093891 | -0.025354 | 0.043422 | 0.11179 | 0.17913 | 0.24486 | 0.30851 | 0.36968 | 0.42808 | 0.48353 | 0.53594 | 0.58527 | 0.63158 | 0.67495 | 0.71551 | 0.7534 | 0.78877 | 0.8218 | 0.85263 | 0.88143 | 0.90835 | 0.93354 | 0.95712 | 0.97922 | 0.99995 | 1.0194 | 1.0377 | 1.055 | 1.0713 | 1.0866 | 1.1011 | 1.1148 | 1.1278 | 1.1401 | 1.1518 | 1.1629 | 1.1735 | 1.1835 | 1.1931 | 1.2022 | 1.211 | 1.2193 | 1.2273 | 1.2349 | 1.2423 | 1.2493 | 1.256 | 1.2625 | 1.2687 | 1.2747 | 1.2804 | 1.2859 | 1.2913 | 1.2964 | 1.3014 | 1.3062 | 1.3108 | 1.3153 | 1.3196 | 1.3238 | 1.3278 | 1.3317 | 1.3355 | 1.3392 | 1.3428 | 1.3463 | 1.3496 | 1.3529 | 1.356 | 1.3591 | 1.3621 | 1.365 | 1.3679 | 1.3706 | 1.3733 | 1.3759 | 1.3785 | 1.381 | 1.3834 | 1.3857 | 1.388
angle VoV1 | 3.432 | 3.3678 | 3.3016 | 3.2339 | 3.1654 | 3.0966 | 3.0282 | 2.9609 | 2.8951 | 2.8315 | 2.7703 | 2.7119 | 2.6565 | 2.6041 | 2.5547 | 2.5084 | 2.465 | 2.4245 | 2.3866 | 2.3512 | 2.3182 | 2.2874 | 2.2586 | 2.2316 | 2.2065 | 2.1829 | 2.1608 | 2.14 | 2.1206 | 2.1023 | 2.085 | 2.0687 | 2.0534 | 2.0389 | 2.0252 | 2.0122 | 1.9999 | 1.9882 | 1.9771 | 1.9665 | 1.9565 | 1.9469 | 1.9378 | 1.929 | 1.9207 | 1.9127 | 1.9051 | 1.8977 | 1.8907 | 1.884 | 1.8775 | 1.8713 | 1.8653 | 1.8596 | 1.8541 | 1.8487 | 1.8436 | 1.8386 | 1.8338 | 1.8292 | 1.8247 | 1.8204 | 1.8162 | 1.8122 | 1.8083 | 1.8045 | 1.8008 | 1.7972 | 1.7937 | 1.7904 | 1.7871 | 1.784 | 1.7809 | 1.7779 | 1.775 | 1.7721 | 1.7694 | 1.7667 | 1.7641 | 1.7615 | 1.759 | 1.7566 | 1.7543 | 1.752
Ax2 | 1 | 1 | 1 | 1 | 1 | 1 | 1 | 1 | 1 | 1 | 1 | 1 | 1 | 1 | 1 | 1 | 1 | 1 | 1 | 1 | 1 | 1 | 1 | 1 | 1 | 1 | 1 | 1 | 1 | 1 | 1 | 1 | 1 | 1 | 1 | 1 | 1 | 1 | 1 | 1 | 1 | 1 | 1 | 1 | 1 | 1 | 1 | 1 | 1 | 1 | 1 | 1 | 1 | 1 | 1 | 1 | 1 | 1 | 1 | 1 | 1 | 1 | 1 | 1 | 1 | 1 | 1 | 1 | 1 | 1 | 1 | 1 | 1 | 1 | 1 | 1 | 1 | 1 | 1 | 1 | 1 | 1 | 1 | 1
Bx | 11379.2242 | 11853.6626 | 12259.38 | 12578.159 | 12794.3444 | 12896.6185 | 12879.4083 | 12743.6166 | 12496.5031 | 12150.7468 | 11722.9035 | 11231.5901 | 10695.7292 | 10133.1109 | 9559.4007 | 8987.6076 | 8427.9414 | 7887.9532 | 7372.8458 | 6885.8633 | 6428.692 | 6001.8316 | 5604.9166 | 5236.9792 | 4896.6578 | 4582.355 | 4292.3552 | 4024.9082 | 3778.2877 | 3550.8294 | 3340.9553 | 3147.1873 | 2968.153 | 2802.5867 | 2649.3272 | 2507.313 | 2375.5767 | 2253.2377 | 2139.4965 | 2033.627 | 1934.9706 | 1842.9297 | 1756.9623 | 1676.5763 | 1601.3251 | 1530.8029 | 1464.6407 | 1402.5027 | 1344.0832 | 1289.1036 | 1237.3094 | 1188.4684 | 1142.3683 | 1098.8146 | 1057.6294 | 1018.6491 | 981.7239 | 946.7159 | 913.4982 | 881.9541 | 851.9757 | 823.4637 | 796.3263 | 770.4783 | 745.8413 | 722.3423 | 699.9136 | 678.4927 | 658.0211 | 638.4445 | 619.7126 | 601.7781 | 584.5974 | 568.1293 | 552.3357 | 537.1807 | 522.631 | 508.6551 | 495.2238 | 482.3094 | 469.8862 | 457.9299 | 446.4177 | 435.328
C | -103456997.1662 | -101732695.5329 | -100168826.891 | -98828609.6808 | -97773074.173 | -97054936.8698 | -96712483.4259 | -96764675.8287 | -97208594.4324 | -98019837.5196 | -99155779.3467 | -100560903.9109 | -102173037.2788 | -103929298.3502 | -105770900.9287 | -107646390.0194 | -109513307.3604 | -111338554.1191 | -113097834.8308 | -114774562.3581 | -116358532.2691 | -117844582.0386 | -119231364.3478 | -120520297.0998 | -121714707.6527 | -122819161.9568 | -123838955.8277 | -124779740.8468 | -125647257.7036 | -126447152.6821 | -127184856.8577 | -127865511.5267 | -128493926.9754 | -129074564.7408 | -129611535.9842 | -130108610.5462 | -130569232.745 | -130996541.1139 | -131393390.1127 | -131762372.4674 | -132105841.2425 | -132425931.0708 | -132724578.1939 | -133003539.1285 | -133264407.8778 | -133508631.6856 | -133737525.3747 | -133952284.3417 | -134153996.2959 | -134343651.8387 | -134522153.9821 | -134690326.7007 | -134848922.6107 | -134998629.8601 | -135140078.3118 | -135273845.0903 | -135400459.5601 | -135520407.7942 | -135634136.5885 | -135742057.0691 | -135844547.936 | -135941958.3825 | -136034610.7254 | -136122802.7746 | -136206809.9719 | -136286887.3225 | -136363271.1401 | -136436180.6264 | -136505819.3013 | -136572376.2993 | -136636027.5458 | -136696936.8256 | -136755256.7539 | -136811129.6605 | -136864688.3945 | -136916057.0588 | -136965351.6796 | -137012680.8187 | -137058146.1327 | -137101842.8853 | -137143860.4162 | -137184282.5713 | -137223188.0973 | -137260651.0041
D | 543314731.7307 | 547440099.9451 | 550967705.0723 | 553524522.9384 | 554787545.9193 | 554542514.9711 | 552729092.5397 | 549458466.8831 | 544996967.4633 | 539719997.019 | 534049584.6493 | 528392232.0984 | 523090772.408 | 518397129.404 | 514465745.5773 | 511362649.9842 | 509083426.3255 | 507574022.6393 | 506750194.9314 | 506513363.13 | 506762209.5481 | 507400310.9376 | 508340547.4283 | 509507140.0137 | 510836088.4712 | 512274625.4826 | 513780136.3992 | 515318849.4192 | 516864488.4397 | 518396999.8731 | 519901409.9699 | 521366834.2863 | 522785640.0883 | 524152751.0822 | 525465078.5037 | 526721060.9113 | 527920295.4359 | 529063244.7241 | 530151005.7515 | 531185128.7182 | 532167476.1688 | 533100114.2135 | 533985229.2261 | 534825064.6644 | 535621873.7124 | 536377884.306 | 537095273.8111 | 537776151.1839 | 538422544.9043 | 539036395.3303 | 539619550.416 | 540173763.9612 | 540700695.7448 | 541201913.0367 | 541678893.0962 | 542133026.3555 | 542565620.0539 | 542977902.1481 | 543371025.3619 | 543746071.2765 | 544104054.3863 | 544445926.067 | 544772578.4178 | 545084847.9508 | 545383519.1136 | 545669327.633 | 545942963.6773 | 546205074.8363 | 546456268.9234 | 546697116.6017 | 546928153.8441 | 547149884.2314 | 547362781.0993 | 547567289.5394 | 547763828.2657 | 547952791.3522 | 548134549.8513 | 548309453.2996 | 548477831.1197 | 548639993.9241 | 548796234.729 | 548946830.0826 | 549092041.1162 | 549232114.5215
solution 1 (V1) | 5964.9442 | 5771.8876 | 5606.6606 | 5474.4714 | 5379.792 | 5326.054 | 5315.3915 | 5348.4569 | 5424.3335 | 5540.5639 | 5693.3047 | 5877.5969 | 6087.7243 | 6317.6126 | 6561.2183 | 6812.8607 | 7067.4679 | 7320.7251 | 7569.1334 | 7809.9942 | 8041.3438 | 8261.8582 | 8470.7461 | 8667.6428 | 8852.5127 | 9025.5648 | 9187.1818 | 9337.8636 | 9478.1831 | 9608.752 | 9730.1957 | 9843.1357 | 9948.1766 | 10045.8979 | 10136.8489 | 10221.5457 | 10300.4698 | 10374.0686 | 10442.7559 | 10506.9134 | 10566.8924 | 10623.0156 | 10675.5791 | 10724.8544 | 10771.0905 | 10814.5153 | 10855.3377 | 10893.7492 | 10929.9253 | 10964.0269 | 10996.2016 | 11026.5851 | 11055.3017 | 11082.4661 | 11108.1834 | 11132.5506 | 11155.6571 | 11177.5852 | 11198.411 | 11218.2047 | 11237.0312 | 11254.9507 | 11272.0187 | 11288.287 | 11303.8032 | 11318.6119 | 11332.7544 | 11346.269 | 11359.1915 | 11371.5553 | 11383.3913 | 11394.7285 | 11405.5941 | 11416.0132 | 11426.0096 | 11435.6054 | 11444.8213 | 11453.6767 | 11462.1899 | 11470.378 | 11478.2571 | 11485.8422 | 11493.1477 | 11500.1868
solution 2 | -17344.1684 | -17625.5503 | -17866.0406 | -18052.6304 | -18174.1364 | -18222.6724 | -18194.7998 | -18092.0735 | -17920.8366 | -17691.3107 | -17416.2082 | -17109.187 | -16783.4535 | -16450.7235 | -16120.619 | -15800.4683 | -15495.4093 | -15208.6784 | -14941.9793 | -14695.8575 | -14470.0358 | -14263.6898 | -14075.6627 | -13904.622 | -13749.1706 | -13607.9198 | -13479.5369 | -13362.7718 | -13256.4708 | -13159.5813 | -13071.151 | -12990.323 | -12916.3296 | -12848.4846 | -12786.1761 | -12728.8587 | -12676.0464 | -12627.3063 | -12582.2524 | -12540.5404 | -12501.863 | -12465.9453 | -12432.5413 | -12401.4307 | -12372.4156 | -12345.3182 | -12319.9784 | -12296.2519 | -12274.0085 | -12253.1305 | -12233.511 | -12215.0535 | -12197.67 | -12181.2807 | -12165.8127 | -12151.1997 | -12137.381 | -12124.3011 | -12111.9092 | -12100.1587 | -12089.0069 | -12078.4144 | -12068.345 | -12058.7653 | -12049.6445 | -12040.9542 | -12032.668 | -12024.7617 | -12017.2126 | -12009.9998 | -12003.1038 | -11996.5067 | -11990.1915 | -11984.1425 | -11978.3453 | -11972.7861 | -11967.4522 | -11962.3318 | -11957.4137 | -11952.6874 | -11948.1433 | -11943.7721 | -11939.5654 | -11935.5149
I actif (réel) | 73.2734 | 75.0435 | 76.6136 | 77.9339 | 78.9583 | 79.6476 | 79.9743 | 79.9246 | 79.5006 | 78.72 | 77.6137 | 76.223 | 74.5955 | 72.7811 | 70.8286 | 68.7833 | 66.685 | 64.5677 | 62.459 | 60.3807 | 58.3495 | 56.3773 | 54.4725 | 52.6404 | 50.8837 | 49.2036 | 47.5996 | 46.0704 | 44.6139 | 43.2274 | 41.9081 | 40.6529 | 39.4586 | 38.322 | 37.24 | 36.2096 | 35.2278 | 34.292 | 33.3994 | 32.5475 | 31.734 | 30.9566 | 30.2132 | 29.5019 | 28.8209 | 28.1684 | 27.5429 | 26.9428 | 26.3667 | 25.8133 | 25.2813 | 24.7698 | 24.2774 | 23.8034 | 23.3466 | 22.9063 | 22.4815 | 22.0716 | 21.6758 | 21.2934 | 20.9238 | 20.5663 | 20.2204 | 19.8856 | 19.5614 | 19.2472 | 18.9427 | 18.6474 | 18.3609 | 18.0828 | 17.8128 | 17.5506 | 17.2958 | 17.0481 | 16.8072 | 16.5729 | 16.3449 | 16.1229 | 15.9068 | 15.6963 | 15.4912 | 15.2912 | 15.0963 | 14.9062
angle desa dd | -0.41301 | -0.35385 | -0.292 | -0.22776 | -0.16156 | -0.093891 | -0.025354 | 0.043422 | 0.11179 | 0.17913 | 0.24486 | 0.30851 | 0.36968 | 0.42808 | 0.48353 | 0.53594 | 0.58527 | 0.63158 | 0.67495 | 0.71551 | 0.7534 | 0.78877 | 0.8218 | 0.85263 | 0.88143 | 0.90835 | 0.93354 | 0.95712 | 0.97922 | 0.99995 | 1.0194 | 1.0377 | 1.055 | 1.0713 | 1.0866 | 1.1011 | 1.1148 | 1.1278 | 1.1401 | 1.1518 | 1.1629 | 1.1735 | 1.1835 | 1.1931 | 1.2022 | 1.211 | 1.2193 | 1.2273 | 1.2349 | 1.2423 | 1.2493 | 1.256 | 1.2625 | 1.2687 | 1.2747 | 1.2804 | 1.2859 | 1.2913 | 1.2964 | 1.3014 | 1.3062 | 1.3108 | 1.3153 | 1.3196 | 1.3238 | 1.3278 | 1.3317 | 1.3355 | 1.3392 | 1.3428 | 1.3463 | 1.3496 | 1.3529 | 1.356 | 1.3591 | 1.3621 | 1.365 | 1.3679 | 1.3706 | 1.3733 | 1.3759 | 1.3785 | 1.381 | 1.3834
Idd imaginaire | -32.1093 | -27.7213 | -23.0296 | -18.0639 | -12.8683 | -7.5002 | -2.0281 | 3.4727 | 8.9246 | 14.2536 | 19.3938 | 24.2911 | 28.9053 | 33.2102 | 37.1929 | 40.8517 | 44.194 | 47.2336 | 49.9888 | 52.4802 | 54.7297 | 56.7591 | 58.5896 | 60.2411 | 61.7321 | 63.0794 | 64.2983 | 65.4027 | 66.4048 | 67.3156 | 68.1448 | 68.901 | 69.5918 | 70.2241 | 70.8038 | 71.3363 | 71.8262 | 72.2777 | 72.6944 | 73.0798 | 73.4367 | 73.7678 | 74.0754 | 74.3615 | 74.6281 | 74.8768 | 75.1092 | 75.3265 | 75.5301 | 75.721 | 75.9003 | 76.0688 | 76.2273 | 76.3767 | 76.5176 | 76.6505 | 76.7762 | 76.895 | 77.0075 | 77.1141 | 77.2153 | 77.3112 | 77.4024 | 77.4891 | 77.5716 | 77.6501 | 77.725 | 77.7964 | 77.8645 | 77.9295 | 77.9917 | 78.0511 | 78.108 | 78.1624 | 78.2146 | 78.2645 | 78.3125 | 78.3585 | 78.4026 | 78.4451 | 78.4858 | 78.525 | 78.5627 | 78.599
Idd | #NAME? | #NAME? | #NAME? | #NAME? | #NAME? | #NAME? | #NAME? | #NAME? | #NAME? | #NAME? | #NAME? | #NAME? | #NAME? | #NAME? | #NAME? | #NAME? | #NAME? | #NAME? | #NAME? | #NAME? | #NAME? | #NAME? | #NAME? | #NAME? | #NAME? | #NAME? | #NAME? | #NAME? | #NAME? | #NAME? | #NAME? | #NAME? | #NAME? | #NAME? | #NAME? | #NAME? | #NAME? | #NAME? | #NAME? | #NAME? | #NAME? | #NAME? | #NAME? | #NAME? | #NAME? | #NAME? | #NAME? | #NAME? | #NAME? | #NAME? | #NAME? | #NAME? | #NAME? | #NAME? | #NAME? | #NAME? | #NAME? | #NAME? | #NAME? | #NAME? | #NAME? | #NAME? | #NAME? | #NAME? | #NAME? | #NAME? | #NAME? | #NAME? | #NAME? | #NAME? | #NAME? | #NAME? | #NAME? | #NAME? | #NAME? | #NAME? | #NAME? | #NAME? | #NAME? | #NAME? | #NAME? | #NAME? | #NAME? | #NAME?
module Idd | #NAME? | #NAME? | #NAME? | #NAME? | #NAME? | #NAME? | #NAME? | #NAME? | #NAME? | #NAME? | #NAME? | #NAME? | #NAME? | #NAME? | #NAME? | #NAME? | #NAME? | #NAME? | #NAME? | #NAME? | #NAME? | #NAME? | #NAME? | #NAME? | #NAME? | #NAME? | #NAME? | #NAME? | #NAME? | #NAME? | #NAME? | #NAME? | #NAME? | #NAME? | #NAME? | #NAME? | #NAME? | #NAME? | #NAME? | #NAME? | #NAME? | #NAME? | #NAME? | #NAME? | #NAME? | #NAME? | #NAME? | #NAME? | #NAME? | #NAME? | #NAME? | #NAME? | #NAME? | #NAME? | #NAME? | #NAME? | #NAME? | #NAME? | #NAME? | #NAME? | #NAME? | #NAME? | #NAME? | #NAME? | #NAME? | #NAME? | #NAME? | #NAME? | #NAME? | #NAME? | #NAME? | #NAME? | #NAME? | #NAME? | #NAME? | #NAME? | #NAME? | #NAME? | #NAME? | #NAME? | #NAME? | #NAME? | #NAME? | #NAME?
Ic aval réduit | 10.0837 | 10.3273 | 10.5434 | 10.7251 | 10.866 | 10.9609 | 11.0059 | 10.999 | 10.9407 | 10.8332 | 10.681 | 10.4896 | 10.2656 | 10.0159 | 9.7473 | 9.4658 | 9.177 | 8.8856 | 8.5954 | 8.3094 | 8.0299 | 7.7585 | 7.4964 | 7.2442 | 7.0025 | 6.7713 | 6.5505 | 6.3401 | 6.1397 | 5.9489 | 5.7673 | 5.5945 | 5.4302 | 5.2738 | 5.1249 | 4.9831 | 4.848 | 4.7192 | 4.5963 | 4.4791 | 4.3671 | 4.2602 | 4.1579 | 4.06 | 3.9663 | 3.8765 | 3.7904 | 3.7078 | 3.6285 | 3.5524 | 3.4792 | 3.4088 | 3.341 | 3.2758 | 3.2129 | 3.1523 | 3.0939 | 3.0374 | 2.983 | 2.9303 | 2.8795 | 2.8303 | 2.7827 | 2.7366 | 2.692 | 2.6488 | 2.6068 | 2.5662 | 2.5268 | 2.4885 | 2.4514 | 2.4153 | 2.3802 | 2.3461 | 2.313 | 2.2807 | 2.2493 | 2.2188 | 2.1891 | 2.1601 | 2.1319 | 2.1043 | 2.0775 | 2.0514
Ic aval réduit | #NAME? | #NAME? | #NAME? | #NAME? | #NAME? | #NAME? | #NAME? | #NAME? | #NAME? | #NAME? | #NAME? | #NAME? | #NAME? | #NAME? | #NAME? | #NAME? | #NAME? | #NAME? | #NAME? | #NAME? | #NAME? | #NAME? | #NAME? | #NAME? | #NAME? | #NAME? | #NAME? | #NAME? | #NAME? | #NAME? | #NAME? | #NAME? | #NAME? | #NAME? | #NAME? | #NAME? | #NAME? | #NAME? | #NAME? | #NAME? | #NAME? | #NAME? | #NAME? | #NAME? | #NAME? | #NAME? | #NAME? | #NAME? | #NAME? | #NAME? | #NAME? | #NAME? | #NAME? | #NAME? | #NAME? | #NAME? | #NAME? | #NAME? | #NAME? | #NAME? | #NAME? | #NAME? | #NAME? | #NAME? | #NAME? | #NAME? | #NAME? | #NAME? | #NAME? | #NAME? | #NAME? | #NAME? | #NAME? | #NAME? | #NAME? | #NAME? | #NAME? | #NAME? | #NAME? | #NAME? | #NAME? | #NAME? | #NAME? | #NAME?
Idéf.= Idd + Ic av | #NAME? | #NAME? | #NAME? | #NAME? | #NAME? | #NAME? | #NAME? | #NAME? | #NAME? | #NAME? | #NAME? | #NAME? | #NAME? | #NAME? | #NAME? | #NAME? | #NAME? | #NAME? | #NAME? | #NAME? | #NAME? | #NAME? | #NAME? | #NAME? | #NAME? | #NAME? | #NAME? | #NAME? | #NAME? | #NAME? | #NAME? | #NAME? | #NAME? | #NAME? | #NAME? | #NAME? | #NAME? | #NAME? | #NAME? | #NAME? | #NAME? | #NAME? | #NAME? | #NAME? | #NAME? | #NAME? | #NAME? | #NAME? | #NAME? | #NAME? | #NAME? | #NAME? | #NAME? | #NAME? | #NAME? | #NAME? | #NAME? | #NAME? | #NAME? | #NAME? | #NAME? | #NAME? | #NAME? | #NAME? | #NAME? | #NAME? | #NAME? | #NAME? | #NAME? | #NAME? | #NAME? | #NAME? | #NAME? | #NAME? | #NAME? | #NAME? | #NAME? | #NAME? | #NAME? | #NAME? | #NAME? | #NAME? | #NAME? | #NAME?
Idef (module) | #NAME? | #NAME? | #NAME? | #NAME? | #NAME? | #NAME? | #NAME? | #NAME? | #NAME? | #NAME? | #NAME? | #NAME? | #NAME? | #NAME? | #NAME? | #NAME? | #NAME? | #NAME? | #NAME? | #NAME? | #NAME? | #NAME? | #NAME? | #NAME? | #NAME? | #NAME? | #NAME? | #NAME? | #NAME? | #NAME? | #NAME? | #NAME? | #NAME? | #NAME? | #NAME? | #NAME? | #NAME? | #NAME? | #NAME? | #NAME? | #NAME? | #NAME? | #NAME? | #NAME? | #NAME? | #NAME? | #NAME? | #NAME? | #NAME? | #NAME? | #NAME? | #NAME? | #NAME? | #NAME? | #NAME? | #NAME? | #NAME? | #NAME? | #NAME? | #NAME? | #NAME? | #NAME? | #NAME? | #NAME? | #NAME? | #NAME? | #NAME? | #NAME? | #NAME? | #NAME? | #NAME? | #NAME? | #NAME? | #NAME? | #NAME? | #NAME? | #NAME? | #NAME? | #NAME? | #NAME? | #NAME? | #NAME? | #NAME? | #NAME?
Rd = V1 / Idef | #NAME? | #NAME? | #NAME? | #NAME? | #NAME? | #NAME? | #NAME? | #NAME? | #NAME? | #NAME? | #NAME? | #NAME? | #NAME? | #NAME? | #NAME? | #NAME? | #NAME? | #NAME? | #NAME? | #NAME? | #NAME? | #NAME? | #NAME? | #NAME? | #NAME? | #NAME? | #NAME? | #NAME? | #NAME? | #NAME? | #NAME? | #NAME? | #NAME? | #NAME? | #NAME? | #NAME? | #NAME? | #NAME? | #NAME? | #NAME? | #NAME? | #NAME? | #NAME? | #NAME? | #NAME? | #NAME? | #NAME? | #NAME? | #NAME? | #NAME? | #NAME? | #NAME? | #NAME? | #NAME? | #NAME? | #NAME? | #NAME? | #NAME? | #NAME? | #NAME? | #NAME? | #NAME? | #NAME? | #NAME? | #NAME? | #NAME? | #NAME? | #NAME? | #NAME? | #NAME? | #NAME? | #NAME? | #NAME? | #NAME? | #NAME? | #NAME? | #NAME? | #NAME? | #NAME? | #NAME? | #NAME? | #NAME? | #NAME? | #NAME?
Rd (test)PAH Dep | #NAME? | #NAME? | #NAME? | #NAME? | #NAME? | #NAME? | #NAME? | #NAME? | #NAME? | #NAME? | #NAME? | #NAME? | #NAME? | #NAME? | #NAME? | #NAME? | #NAME? | #NAME? | #NAME? | #NAME? | #NAME? | #NAME? | #NAME? | #NAME? | #NAME? | #NAME? | #NAME? | #NAME? | #NAME? | #NAME? | #NAME? | #NAME? | #NAME? | #NAME? | #NAME? | #NAME? | #NAME? | #NAME? | #NAME? | #NAME? | #NAME? | #NAME? | #NAME? | #NAME? | #NAME? | #NAME? | #NAME? | #NAME? | #NAME? | #NAME? | #NAME? | #NAME? | #NAME? | #NAME? | #NAME? | #NAME? | #NAME? | #NAME? | #NAME? | #NAME? | #NAME? | #NAME? | #NAME? | #NAME? | #NAME? | #NAME? | #NAME? | #NAME? | #NAME? | #NAME? | #NAME? | #NAME? | #NAME? | #NAME? | #NAME? | #NAME? | #NAME? | #NAME? | #NAME? | #NAME? | #NAME? | #NAME? | #NAME? | #NAME?
rapport Sr/Pr | 0.43821 | 0.3694 | 0.30059 | 0.23179 | 0.16298 | 0.094168 | 0.025359 | 0.04345 | 0.11226 | 0.18107 | 0.24988 | 0.31868 | 0.38749 | 0.4563 | 0.52511 | 0.59392 | 0.66273 | 0.73154 | 0.80035 | 0.86915 | 0.93796 | 1.0068 | 1.0756 | 1.1444 | 1.2132 | 1.282 | 1.3508 | 1.4196 | 1.4884 | 1.5572 | 1.6261 | 1.6949 | 1.7637 | 1.8325 | 1.9013 | 1.9701 | 2.0389 | 2.1077 | 2.1765 | 2.2453 | 2.3141 | 2.3829 | 2.4518 | 2.5206 | 2.5894 | 2.6582 | 2.727 | 2.7958 | 2.8646 | 2.9334 | 3.0022 | 3.071 | 3.1398 | 3.2087 | 3.2775 | 3.3463 | 3.4151 | 3.4839 | 3.5527 | 3.6215 | 3.6903 | 3.7591 | 3.8279 | 3.8967 | 3.9655 | 4.0344 | 4.1032 | 4.172 | 4.2408 | 4.3096 | 4.3784 | 4.4472 | 4.516 | 4.5848 | 4.6536 | 4.7224 | 4.7913 | 4.8601 | 4.9289 | 4.9977 | 5.0665 | 5.1353 | 5.2041 | 5.2729
rapport Sr/Pr = | 15
Rd (PWH) (test) | 0 | 0 | 0 | 0 | 0 | 0 | 0 | 0 | 0 | 0 | 0 | 0 | 0 | 0 | 0 | 0 | 0 | 0 | 0 | 0 | 0 | 0 | 0 | 0 | 0 | 0 | 0 | 0 | 0 | 0 | 0 | 0 | 0 | 0 | 0 | 0 | 0 | 0 | 0 | 0 | 0 | 0 | 0 | 0 | 0 | 0 | 0 | 0 | 0 | 0 | 0 | 0 | 0 | 0 | 0 | 0 | 0 | 0 | 0 | 0 | 0 | 0 | 0 | 0 | 0 | 0 | 0 | 0 | 0 | 0 | 0 | 0 | 0 | 0 | 0 | 0 | 0 | 0 | 0 | 0 | 0 | 0 | 0 | 0
test position IC | 0 | 0 | 0 | 0 | 0 | 0 | 0 | 0 | 0 | 0 | 0 | 0 | 0 | 0 | 0 | 0 | 0 | 0 | 0 | 0 | 0 | 0 | 0 | 0 | 0 | 0 | 0 | 0 | 0 | 0 | 0 | 0 | 0 | 0 | 0 | 0 | 0 | 0 | 0 | 0 | 0 | 0 | 0 | 0 | 0 | 0 | 0 | 0 | 0 | 0 | 0 | 0 | 0 | 0 | 0 | 0 | 0 | 0 | 0 | 0 | 0 | 0 | 0 | 0 | 0 | 0 | 0 | 0 | 0 | 0 | 0 | 0 | 0 | 0 | 0 | 0 | 0 | 0 | 0 | 0 | 0 | 0 | 0 | 0
Sr/Pr=tg(ang des) | -0.30059 | -0.23179 | -0.16298 | -0.094168 | -0.025359 | 0.04345 | 0.11226 | 0.18107 | 0.24988 | 0.31868 | 0.38749 | 0.4563 | 0.52511 | 0.59392 | 0.66273 | 0.73154 | 0.80035 | 0.86915 | 0.93796 | 1.0068 | 1.0756 | 1.1444 | 1.2132 | 1.282 | 1.3508 | 1.4196 | 1.4884 | 1.5572 | 1.6261 | 1.6949 | 1.7637 | 1.8325 | 1.9013 | 1.9701 | 2.0389 | 2.1077 | 2.1765 | 2.2453 | 2.3141 | 2.3829 | 2.4518 | 2.5206 | 2.5894 | 2.6582 | 2.727 | 2.7958 | 2.8646 | 2.9334 | 3.0022 | 3.071 | 3.1398 | 3.2087 | 3.2775 | 3.3463 | 3.4151 | 3.4839 | 3.5527 | 3.6215 | 3.6903 | 3.7591 | 3.8279 | 3.8967 | 3.9655 | 4.0344 | 4.1032 | 4.172 | 4.2408 | 4.3096 | 4.3784 | 4.4472 | 4.516 | 4.5848 | 4.6536 | 4.7224 | 4.7913 | 4.8601 | 4.9289 | 4.9977 | 5.0665 | 5.1353 | 5.2041 | 5.2729 | 5.3417 | 5.4105
test position IC | 1000 | 1000 | 1000 | 1000 | 1000 | 1000 | 1000 | 1000 | 1000 | 1000 | 1000 | 1000 | 1000 | 1000 | 1000 | 1000 | 1000 | 1000 | 1000 | 1000 | 1000 | 1000 | 1000 | 1000 | 1000 | 1000 | 1000 | 1000 | 1000 | 1000 | 1000 | 1000 | 1000 | 1000 | 1000 | 1000 | 1000 | 1000 | 1000 | 1000 | 1000 | 1000 | 1000 | 1000 | 1000 | 1000 | 1000 | 1000 | 1000 | 1000 | 1000 | 1000 | 1000 | 1000 | 1000 | 1000 | 1000 | 1000 | 1000 | 1000 | 1000 | 1000 | 1000 | 1000 | 1000 | 1000 | 1000 | 1000 | 1000 | 1000 | 1000 | 1000 | 1000 | 1000 | 1000 | 1000 | 1000 | 1000 | 1000 | 1000 | 1000 | 1000 | 1000 | 1000
Sensibilité PAH arrivée doubles attaches
| PAH | 110 | Zoamont impédance vue de l'arrivée en défaut |  |  |  | rpn : | 81.0426 | 3Io Ard - 3Io Dd | 60
| Vn: | 11777.9455 |  |  |  |  | Xop/3 // : | 95.225
| UHTA | 20400 | I actif | 145.3304 |  |  | Iselfique | 123.6854
Capacitif total(x) | 80 | 90 | 100 | 110 | 120 | 130 | 140 | 150 | 160 | 170 | 180 | 190 | 200 | 210 | 220 | 230 | 240 | 250 | 260 | 270 | 280 | 290 | 300 | 310 | 320 | 330 | 340 | 350 | 360 | 370 | 380 | 390 | 400 | 410 | 420 | 430 | 440 | 450 | 460 | 470 | 480 | 490 | 500 | 510 | 520 | 530 | 540 | 550 | 560 | 570 | 580 | 590 | 600 | 610 | 620 | 630 | 640 | 650 | 660 | 670 | 680 | 690 | 700 | 710 | 720 | 730 | 740 | 750 | 760 | 770 | 780 | 790 | 800 | 810 | 820 | 830 | 840 | 850 | 860 | 870 | 880 | 890 | 900 | 910
Capa Att Def, (X) | 80 | 80 | 80 | 80 | 80 | 80 | 80 | 80 | 80 | 80 | 80 | 80 | 80 | 80 | 80 | 80 | 80 | 80 | 80 | 80 | 80 | 80 | 80 | 80 | 80 | 80 | 80 | 80 | 80 | 80 | 80 | 80 | 80 | 80 | 80 | 80 | 80 | 80 | 80 | 80 | 80 | 80 | 80 | 80 | 80 | 80 | 80 | 80 | 80 | 80 | 80 | 80 | 80 | 80 | 80 | 80 | 80 | 80 | 80 | 80 | 80 | 80 | 80 | 80 | 80 | 80 | 80 | 80 | 80 | 80 | 80 | 80 | 80 | 80 | 80 | 80 | 80 | 80 | 80 | 80 | 80 | 80 | 80 | 80
(IC - IL) total | -43.6854 | -33.6854 | -23.6854 | -13.6854 | -3.6854 | 6.3146 | 16.3146 | 26.3146 | 36.3146 | 46.3146 | 56.3146 | 66.3146 | 76.3146 | 86.3146 | 96.3146 | 106.3146 | 116.3146 | 126.3146 | 136.3146 | 146.3146 | 156.3146 | 166.3146 | 176.3146 | 186.3146 | 196.3146 | 206.3146 | 216.3146 | 226.3146 | 236.3146 | 246.3146 | 256.3146 | 266.3146 | 276.3146 | 286.3146 | 296.3146 | 306.3146 | 316.3146 | 326.3146 | 336.3146 | 346.3146 | 356.3146 | 366.3146 | 376.3146 | 386.3146 | 396.3146 | 406.3146 | 416.3146 | 426.3146 | 436.3146 | 446.3146 | 456.3146 | 466.3146 | 476.3146 | 486.3146 | 496.3146 | 506.3146 | 516.3146 | 526.3146 | 536.3146 | 546.3146 | 556.3146 | 566.3146 | 576.3146 | 586.3146 | 596.3146 | 606.3146 | 616.3146 | 626.3146 | 636.3146 | 646.3146 | 656.3146 | 666.3146 | 676.3146 | 686.3146 | 696.3146 | 706.3146 | 716.3146 | 726.3146 | 736.3146 | 746.3146 | 756.3146 | 766.3146 | 776.3146 | 786.3146
(IC-IL) amont | -123.6854 | -113.6854 | -103.6854 | -93.6854 | -83.6854 | -73.6854 | -63.6854 | -53.6854 | -43.6854 | -33.6854 | -23.6854 | -13.6854 | -3.6854 | 6.3146 | 16.3146 | 26.3146 | 36.3146 | 46.3146 | 56.3146 | 66.3146 | 76.3146 | 86.3146 | 96.3146 | 106.3146 | 116.3146 | 126.3146 | 136.3146 | 146.3146 | 156.3146 | 166.3146 | 176.3146 | 186.3146 | 196.3146 | 206.3146 | 216.3146 | 226.3146 | 236.3146 | 246.3146 | 256.3146 | 266.3146 | 276.3146 | 286.3146 | 296.3146 | 306.3146 | 316.3146 | 326.3146 | 336.3146 | 346.3146 | 356.3146 | 366.3146 | 376.3146 | 386.3146 | 396.3146 | 406.3146 | 416.3146 | 426.3146 | 436.3146 | 446.3146 | 456.3146 | 466.3146 | 476.3146 | 486.3146 | 496.3146 | 506.3146 | 516.3146 | 526.3146 | 536.3146 | 546.3146 | 556.3146 | 566.3146 | 576.3146 | 586.3146 | 596.3146 | 606.3146 | 616.3146 | 626.3146 | 636.3146 | 646.3146 | 656.3146 | 666.3146 | 676.3146 | 686.3146 | 696.3146 | 706.3146
Iar D (franc) | 190.8376 | 184.5137 | 178.5262 | 172.91 | 167.7026 | 162.9431 | 158.6718 | 154.9292 | 151.7542 | 149.1832 | 147.2478 | 145.9733 | 145.3771 | 145.4675 | 146.2432 | 147.6935 | 149.7988 | 152.5318 | 155.8597 | 159.7452 | 164.1488 | 169.03 | 174.3485 | 180.0658 | 186.1451 | 192.552 | 199.2551 | 206.2253 | 213.4366 | 220.8652 | 228.4901 | 236.2923 | 244.2546 | 252.3621 | 260.6011 | 268.9595 | 277.4266 | 285.9926 | 294.6491 | 303.3881 | 312.2029 | 321.0871 | 330.0352 | 339.0421 | 348.1032 | 357.2144 | 366.372 | 375.5725 | 384.8129 | 394.0904 | 403.4025 | 412.7467 | 422.121 | 431.5234 | 440.9521 | 450.4054 | 459.8819 | 469.38 | 478.8986 | 488.4365 | 497.9925 | 507.5655 | 517.1548 | 526.7593 | 536.3783 | 546.0109 | 555.6566 | 565.3145 | 574.9842 | 584.665 | 594.3563 | 604.0577 | 613.7687 | 623.4888 | 633.2176 | 642.9548 | 652.6999 | 662.4526 | 672.2126 | 681.9795 | 691.7531 | 701.533 | 711.3191 | 721.1111
Zo ar d | 61.7171 | 63.8324 | 65.9732 | 68.116 | 70.2311 | 72.2826 | 74.2283 | 76.0215 | 77.612 | 78.9495 | 79.9872 | 80.6856 | 81.0165 | 80.9662 | 80.5367 | 79.7458 | 78.6251 | 77.2163 | 75.5676 | 73.7296 | 71.7516 | 69.6796 | 67.554 | 65.4091 | 63.2729 | 61.1676 | 59.1099 | 57.112 | 55.1824 | 53.3264 | 51.5468 | 49.8448 | 48.2199 | 46.6708 | 45.1953 | 43.7908 | 42.4543 | 41.1827 | 39.9728 | 38.8214 | 37.7253 | 36.6815 | 35.6869 | 34.7389 | 33.8346 | 32.9716 | 32.1475 | 31.36 | 30.6069 | 29.8864 | 29.1965 | 28.5355 | 27.9018 | 27.2939 | 26.7103 | 26.1497 | 25.6108 | 25.0926 | 24.5938 | 24.1136 | 23.6509 | 23.2048 | 22.7745 | 22.3593 | 21.9583 | 21.5709 | 21.1964 | 20.8343 | 20.4839 | 20.1448 | 19.8163 | 19.498 | 19.1896 | 18.8904 | 18.6002 | 18.3185 | 18.045 | 17.7793 | 17.5212 | 17.2702 | 17.0262 | 16.7889 | 16.5579 | 16.3331
Vo= Zoard Iard | 6788.8806 | 7021.5606 | 7257.0541 | 7492.7634 | 7725.4244 | 7951.0808 | 8165.1157 | 8362.3635 | 8537.3188 | 8684.4493 | 8798.5954 | 8875.416 | 8911.8158 | 8906.2778 | 8859.035 | 8772.0434 | 8648.7632 | 8493.7943 | 8312.4365 | 8110.2509 | 7892.6795 | 7664.7599 | 7430.9423 | 7195.0015 | 6960.022 | 6728.4354 | 6502.0881 | 6282.3234 | 6070.066 | 5865.9026 | 5670.1526 | 5482.93 | 5304.194 | 5133.7903 | 4971.484 | 4816.9858 | 4669.9711 | 4530.0957 | 4397.0069 | 4270.3514 | 4149.7819 | 4034.9607 | 3925.5629 | 3821.2779 | 3721.8103 | 3626.8808 | 3536.2259 | 3449.5977 | 3366.7632 | 3287.5042 | 3211.6162 | 3138.908 | 3069.2004 | 3002.3262 | 2938.1288 | 2876.4619 | 2817.1888 | 2760.1813 | 2705.3199 | 2652.4923 | 2601.5936 | 2552.5255 | 2505.1958 | 2459.518 | 2415.411 | 2372.7986 | 2331.6092 | 2291.7755 | 2253.2341 | 2215.9255 | 2179.7935 | 2144.7852 | 2110.8507 | 2077.9427 | 2046.017 | 2015.0313 | 1984.9459 | 1955.7233 | 1927.3279 | 1899.7258 | 1872.8851 | 1846.7755 | 1821.3682 | 1796.6358
Iactif | 83.7693 | 86.6404 | 89.5462 | 92.4547 | 95.3255 | 98.1099 | 100.751 | 103.1848 | 105.3437 | 107.1591 | 108.5676 | 109.5155 | 109.9646 | 109.8963 | 109.3134 | 108.24 | 106.7188 | 104.8066 | 102.5688 | 100.074 | 97.3893 | 94.577 | 91.6919 | 88.7805 | 85.8811 | 83.0235 | 80.2305 | 77.5188 | 74.8997 | 72.3805 | 69.9651 | 67.655 | 65.4495 | 63.3468 | 61.3441 | 59.4377 | 57.6237 | 55.8977 | 54.2555 | 52.6927 | 51.205 | 49.7882 | 48.4383 | 47.1515 | 45.9241 | 44.7528 | 43.6342 | 42.5653 | 41.5432 | 40.5652 | 39.6288 | 38.7316 | 37.8715 | 37.0463 | 36.2541 | 35.4932 | 34.7618 | 34.0584 | 33.3815 | 32.7296 | 32.1016 | 31.4961 | 30.9121 | 30.3485 | 29.8042 | 29.2784 | 28.7702 | 28.2787 | 27.8031 | 27.3427 | 26.8969 | 26.4649 | 26.0462 | 25.6401 | 25.2462 | 24.8639 | 24.4926 | 24.1321 | 23.7817 | 23.4411 | 23.1099 | 22.7877 | 22.4742 | 22.169
Pr (kW) | 1706.1 | 1825.0528 | 1949.5252 | 2078.2231 | 2209.2905 | 2340.2404 | 2467.9299 | 2588.6076 | 2698.0571 | 2791.854 | 2865.7271 | 2915.987 | 2939.9541 | 2936.3013 | 2905.233 | 2848.4571 | 2768.9566 | 2670.617 | 2557.7897 | 2434.8753 | 2305.9882 | 2174.7295 | 2044.0707 | 1916.3283 | 1793.2026 | 1675.8545 | 1564.9982 | 1460.995 | 1363.9391 | 1273.7313 | 1190.1389 | 1112.8421 | 1041.4704 | 975.6283 | 914.9139 | 858.9322 | 807.3029 | 759.6664 | 715.6858 | 675.0491 | 637.4684 | 602.68 | 570.4427 | 540.5369 | 512.7629 | 486.9392 | 462.901 | 440.4991 | 419.5979 | 400.0744 | 381.8171 | 364.7248 | 348.7054 | 333.6752 | 319.5581 | 306.2848 | 293.7921 | 282.0223 | 270.9227 | 260.4452 | 250.5458 | 241.1839 | 232.3226 | 223.9279 | 215.9684 | 208.4154 | 201.2425 | 194.4251 | 187.9407 | 181.7684 | 175.8891 | 170.2848 | 164.9389 | 159.8363 | 154.9625 | 150.3044 | 145.8497 | 141.5869 | 137.5053 | 133.5949 | 129.8465 | 126.2514 | 122.8015 | 119.4891
angle désa | -0.292 | -0.22776 | -0.16156 | -0.093891 | -0.025354 | 0.043422 | 0.11179 | 0.17913 | 0.24486 | 0.30851 | 0.36968 | 0.42808 | 0.48353 | 0.53594 | 0.58527 | 0.63158 | 0.67495 | 0.71551 | 0.7534 | 0.78877 | 0.8218 | 0.85263 | 0.88143 | 0.90835 | 0.93354 | 0.95712 | 0.97922 | 0.99995 | 1.0194 | 1.0377 | 1.055 | 1.0713 | 1.0866 | 1.1011 | 1.1148 | 1.1278 | 1.1401 | 1.1518 | 1.1629 | 1.1735 | 1.1835 | 1.1931 | 1.2022 | 1.211 | 1.2193 | 1.2273 | 1.2349 | 1.2423 | 1.2493 | 1.256 | 1.2625 | 1.2687 | 1.2747 | 1.2804 | 1.2859 | 1.2913 | 1.2964 | 1.3014 | 1.3062 | 1.3108 | 1.3153 | 1.3196 | 1.3238 | 1.3278 | 1.3317 | 1.3355 | 1.3392 | 1.3428 | 1.3463 | 1.3496 | 1.3529 | 1.356 | 1.3591 | 1.3621 | 1.365 | 1.3679 | 1.3706 | 1.3733 | 1.3759 | 1.3785 | 1.381 | 1.3834 | 1.3857 | 1.388
angle VoV1 | 3.432 | 3.3678 | 3.3016 | 3.2339 | 3.1654 | 3.0966 | 3.0282 | 2.9609 | 2.8951 | 2.8315 | 2.7703 | 2.7119 | 2.6565 | 2.6041 | 2.5547 | 2.5084 | 2.465 | 2.4245 | 2.3866 | 2.3512 | 2.3182 | 2.2874 | 2.2586 | 2.2316 | 2.2065 | 2.1829 | 2.1608 | 2.14 | 2.1206 | 2.1023 | 2.085 | 2.0687 | 2.0534 | 2.0389 | 2.0252 | 2.0122 | 1.9999 | 1.9882 | 1.9771 | 1.9665 | 1.9565 | 1.9469 | 1.9378 | 1.929 | 1.9207 | 1.9127 | 1.9051 | 1.8977 | 1.8907 | 1.884 | 1.8775 | 1.8713 | 1.8653 | 1.8596 | 1.8541 | 1.8487 | 1.8436 | 1.8386 | 1.8338 | 1.8292 | 1.8247 | 1.8204 | 1.8162 | 1.8122 | 1.8083 | 1.8045 | 1.8008 | 1.7972 | 1.7937 | 1.7904 | 1.7871 | 1.784 | 1.7809 | 1.7779 | 1.775 | 1.7721 | 1.7694 | 1.7667 | 1.7641 | 1.7615 | 1.759 | 1.7566 | 1.7543 | 1.752
Ax2 | 1 | 1 | 1 | 1 | 1 | 1 | 1 | 1 | 1 | 1 | 1 | 1 | 1 | 1 | 1 | 1 | 1 | 1 | 1 | 1 | 1 | 1 | 1 | 1 | 1 | 1 | 1 | 1 | 1 | 1 | 1 | 1 | 1 | 1 | 1 | 1 | 1 | 1 | 1 | 1 | 1 | 1 | 1 | 1 | 1 | 1 | 1 | 1 | 1 | 1 | 1 | 1 | 1 | 1 | 1 | 1 | 1 | 1 | 1 | 1 | 1 | 1 | 1 | 1 | 1 | 1 | 1 | 1 | 1 | 1 | 1 | 1 | 1 | 1 | 1 | 1 | 1 | 1 | 1 | 1 | 1 | 1 | 1 | 1
Bx | 13009.2176 | 13685.4748 | 14328.8081 | 14921.7415 | 15446.4873 | 15886.0526 | 16225.3754 | 16452.3597 | 16558.7016 | 16540.4447 | 16398.2398 | 16137.302 | 15767.0685 | 15300.564 | 14753.5085 | 14143.2434 | 13487.589 | 12803.7703 | 12107.5308 | 11412.5134 | 10729.9311 | 10068.4999 | 9434.5746 | 8832.4175 | 8264.533 | 7732.0173 | 7234.8878 | 6772.3726 | 6343.1515 | 5945.5493 | 5577.6842 | 5237.5794 | 4923.2426 | 4632.7222 | 4364.144 | 4115.7341 | 3885.8318 | 3672.8947 | 3475.4992 | 3292.3373 | 3122.2116 | 2964.0282 | 2816.7903 | 2679.5899 | 2551.6013 | 2432.0734 | 2320.3236 | 2215.7307 | 2117.7301 | 2025.8076 | 1939.4951 | 1858.3662 | 1782.0318 | 1710.1369 | 1642.357 | 1578.3955 | 1517.981 | 1460.8646 | 1406.8182 | 1355.6323 | 1307.1145 | 1261.0875 | 1217.3882 | 1175.8664 | 1136.3832 | 1098.8105 | 1063.0297 | 1028.9313 | 996.4135 | 965.3821 | 935.7497 | 907.4349 | 880.3624 | 854.4616 | 829.6671 | 805.9179 | 783.1569 | 761.3309 | 740.3902 | 720.2882 | 700.9814 | 682.429 | 664.5926 | 647.4364
C | -92631100 | -89417686.5241 | -86055166.2874 | -82578497.2235 | -79037818.1168 | -75500314.3072 | -72050885.2674 | -68790877.4918 | -65834188.3408 | -63300340.1777 | -61304718.3584 | -59946990.0194 | -59299538.9771 | -59398215.2386 | -60237498.8488 | -61771255.3105 | -63918895.3274 | -66575458.9565 | -69623398.6052 | -72943829.6933 | -76425609.5683 | -79971456.1305 | -83501096.7282 | -86951953.8815 | -90278093.9769 | -93448156.9582 | -96442850.0713 | -99252412.9167 | -101874298.2201 | -104311186.7043 | -106569369.1559 | -108657478.0746 | -110585525.8618 | -112364197.5385 | -114004346.5959 | -115516648.0396 | -116911369.9965 | -118198232.7301 | -119386330.6879 | -120484098.963 | -121499310.2202 | -122439091.8139 | -123309955.6585 | -124117835.5435 | -124868128.1818 | -125565735.4462 | -126215106.0992 | -126820275.9307 | -127384905.6479 | -127912316.1649 | -128405521.144 | -128867256.7805 | -129300008.9116 | -129706037.5836 | -130087399.2469 | -130445966.7576 | -130783447.3724 | -131101398.9186 | -131401244.3108 | -131684284.5792 | -131951710.5582 | -132204613.3739 | -132443993.8557 | -132670770.9858 | -132885789.4877 | -133089826.6464 | -133283598.4414 | -133467765.0669 | -133642935.9027 | -133809673.9957 | -133968500.1032 | -134119896.3442 | -134264309.4993 | -134402153.9968 | -134533814.6165 | -134659648.9409 | -134779989.5789 | -134895146.1859 | -135005407.3004 | -135111042.0143 | -135212301.4958 | -135309420.3767 | -135402618.0192 | -135492099.6729
D | 539764143.4393 | 544962967.9259 | 549535406.1735 | 552972357.308 | 554745243.5769 | 554367923.5539 | 551466346.7316 | 545843648.5714 | 537527351.0534 | 526787673.138 | 514121141.5047 | 500200476.1349 | 485798606.5563 | 471700119.4095 | 458616009.2187 | 447116355.6076 | 437590639.5325 | 430238370.7685 | 425085896.5718 | 422020780.9915 | 420833860.3997 | 421260515.0656 | 423015585.4897 | 425819414.7159 | 429414881.283 | 433576718.8365 | 438115001.8328 | 442874682.2722 | 447732764.1555 | 452594303.1833 | 457388038.1207 | 462062150.3583 | 466580421.389 | 470918905.3578 | 475063139.1823 | 479005859.3622 | 482745168.5854 | 486283086.2012 | 489624417.3258 | 492775881.0668 | 495745446.1806 | 498541830.7202 | 501174129.9965 | 503651544.0516 | 505983181.686 | 508177922.9332 | 510244325.8073 | 512190566.3123 | 514024403.2038 | 515753160.9625 | 517383725.983 | 518922552.1737 | 520375673.093 | 521748718.4614 | 523046933.4351 | 524275199.4502 | 525438055.7653 | 526539721.0732 | 527584114.7391 | 528574877.3588 | 529515390.4365 | 530408795.0581 | 531258009.4929 | 532065745.6978 | 532834524.7283 | 533566691.081 | 534264426.0063 | 534929759.8395 | 535564583.4039 | 536170658.5413 | 536749627.8283 | 537303023.5331 | 537832275.8687 | 538338720.5945 | 538823606.0165 | 539288099.4323 | 539733293.0662 | 540160209.5339 | 540569806.876 | 540962983.1949 | 541340580.9278 | 541703390.7854 | 542052155.3845 | 542387572.5991
solution 1 (V1) | 5111.8035 | 4829.4835 | 4556.6817 | 4296.8114 | 4053.2716 | 3829.4833 | 3628.9726 | 3455.4687 | 3312.9673 | 3205.7054 | 3137.9999 | 3113.9301 | 3136.8855 | 3209.0472 | 3330.9067 | 3500.9413 | 3715.5391 | 3969.2089 | 4255.0403 | 4565.3155 | 4892.1522 | 5228.066 | 5566.384 | 5901.4874 | 6228.8976 | 6545.2439 | 6848.1545 | 7136.1077 | 7408.2726 | 7664.3573 | 7904.474 | 8129.0258 | 8338.615 | 8533.9719 | 8715.8996 | 8885.2342 | 9042.8154 | 9189.4663 | 9325.9796 | 9453.1092 | 9571.5651 | 9682.011 | 9785.0642 | 9881.2962 | 9971.2343 | 10055.3643 | 10134.1324 | 10207.9484 | 10277.1881 | 10342.196 | 10403.2877 | 10460.7527 | 10514.8562 | 10565.8413 | 10613.9312 | 10659.3305 | 10702.2273 | 10742.7944 | 10781.1905 | 10817.562 | 10852.0435 | 10884.7591 | 10915.8233 | 10945.342 | 10973.4128 | 11000.126 | 11025.5655 | 11049.8087 | 11072.9274 | 11094.9885 | 11116.054 | 11136.1814 | 11155.4244 | 11173.833 | 11191.4536 | 11208.3297 | 11224.5019 | 11240.008 | 11254.8835 | 11269.1614 | 11282.8727 | 11296.0467 | 11308.7105 | 11320.8897
solution 2 | -18121.0212 | -18514.9584 | -18885.4898 | -19218.5529 | -19499.7589 | -19715.5358 | -19854.348 | -19907.8284 | -19871.6688 | -19746.1501 | -19536.2397 | -19251.2321 | -18903.954 | -18509.6112 | -18084.4152 | -17644.1847 | -17203.1281 | -16772.9793 | -16362.5711 | -15977.8289 | -15622.0833 | -15296.5659 | -15000.9587 | -14733.9049 | -14493.4305 | -14277.2612 | -14083.0423 | -13908.4803 | -13751.4241 | -13609.9066 | -13482.1582 | -13366.6052 | -13261.8577 | -13166.6941 | -13080.0436 | -13000.9683 | -12928.6472 | -12862.361 | -12801.4788 | -12745.4466 | -12693.7767 | -12646.0393 | -12601.8545 | -12560.8861 | -12522.8356 | -12487.4377 | -12454.456 | -12423.6791 | -12394.9182 | -12368.0035 | -12342.7829 | -12319.1189 | -12296.888 | -12275.9782 | -12256.2882 | -12237.726 | -12220.2083 | -12203.659 | -12188.0087 | -12173.1943 | -12159.1579 | -12145.8465 | -12133.2116 | -12121.2084 | -12109.796 | -12098.9365 | -12088.5952 | -12078.7399 | -12069.3409 | -12060.3706 | -12051.8036 | -12043.6163 | -12035.7868 | -12028.2945 | -12021.1207 | -12014.2476 | -12007.6588 | -12001.339 | -11995.2737 | -11989.4496 | -11983.8542 | -11978.4757 | -11973.3031 | -11968.3261
I actif (réel) | 83.7693 | 86.6404 | 89.5462 | 92.4547 | 95.3255 | 98.1099 | 100.751 | 103.1848 | 105.3437 | 107.1591 | 108.5676 | 109.5155 | 109.9646 | 109.8963 | 109.3134 | 108.24 | 106.7188 | 104.8066 | 102.5688 | 100.074 | 97.3893 | 94.577 | 91.6919 | 88.7805 | 85.8811 | 83.0235 | 80.2305 | 77.5188 | 74.8997 | 72.3805 | 69.9651 | 67.655 | 65.4495 | 63.3468 | 61.3441 | 59.4377 | 57.6237 | 55.8977 | 54.2555 | 52.6927 | 51.205 | 49.7882 | 48.4383 | 47.1515 | 45.9241 | 44.7528 | 43.6342 | 42.5653 | 41.5432 | 40.5652 | 39.6288 | 38.7316 | 37.8715 | 37.0463 | 36.2541 | 35.4932 | 34.7618 | 34.0584 | 33.3815 | 32.7296 | 32.1016 | 31.4961 | 30.9121 | 30.3485 | 29.8042 | 29.2784 | 28.7702 | 28.2787 | 27.8031 | 27.3427 | 26.8969 | 26.4649 | 26.0462 | 25.6401 | 25.2462 | 24.8639 | 24.4926 | 24.1321 | 23.7817 | 23.4411 | 23.1099 | 22.7877 | 22.4742 | 22.169
angle desa ard | -0.70511 | -0.66383 | -0.61969 | -0.5726 | -0.52246 | -0.46925 | -0.41301 | -0.35385 | -0.292 | -0.22776 | -0.16156 | -0.093891 | -0.025354 | 0.043422 | 0.11179 | 0.17913 | 0.24486 | 0.30851 | 0.36968 | 0.42808 | 0.48353 | 0.53594 | 0.58527 | 0.63158 | 0.67495 | 0.71551 | 0.7534 | 0.78877 | 0.8218 | 0.85263 | 0.88143 | 0.90835 | 0.93354 | 0.95712 | 0.97922 | 0.99995 | 1.0194 | 1.0377 | 1.055 | 1.0713 | 1.0866 | 1.1011 | 1.1148 | 1.1278 | 1.1401 | 1.1518 | 1.1629 | 1.1735 | 1.1835 | 1.1931 | 1.2022 | 1.211 | 1.2193 | 1.2273 | 1.2349 | 1.2423 | 1.2493 | 1.256 | 1.2625 | 1.2687 | 1.2747 | 1.2804 | 1.2859 | 1.2913 | 1.2964 | 1.3014 | 1.3062 | 1.3108 | 1.3153 | 1.3196 | 1.3238 | 1.3278 | 1.3317 | 1.3355 | 1.3392 | 1.3428 | 1.3463 | 1.3496 | 1.3529 | 1.356 | 1.3591 | 1.3621 | 1.365 | 1.3679
Iard imaginaire | -71.293 | -67.7749 | -63.8864 | -59.5998 | -54.8912 | -49.7437 | -44.1502 | -38.1168 | -31.6657 | -24.8379 | -17.694 | -10.3128 | -2.7886 | 4.775 | 12.2714 | 19.5987 | 26.6665 | 33.4003 | 39.7447 | 45.664 | 51.1402 | 56.1711 | 60.7668 | 64.9463 | 68.7346 | 72.1602 | 75.2533 | 78.0438 | 80.5607 | 82.8315 | 84.8816 | 86.7341 | 88.4102 | 89.9287 | 91.3066 | 92.5589 | 93.699 | 94.7388 | 95.6888 | 96.5582 | 97.3553 | 98.0874 | 98.761 | 99.3818 | 99.9549 | 100.4848 | 100.9755 | 101.4308 | 101.8537 | 102.2471 | 102.6136 | 102.9556 | 103.2751 | 103.574 | 103.8539 | 104.1164 | 104.3629 | 104.5946 | 104.8126 | 105.018 | 105.2116 | 105.3945 | 105.5672 | 105.7306 | 105.8854 | 106.0319 | 106.171 | 106.3029 | 106.4283 | 106.5475 | 106.6609 | 106.7689 | 106.8719 | 106.97 | 107.0637 | 107.1531 | 107.2386 | 107.3203 | 107.3985 | 107.4733 | 107.545 | 107.6138 | 107.6797 | 107.7429
I ard | #NAME? | #NAME? | #NAME? | #NAME? | #NAME? | #NAME? | #NAME? | #NAME? | #NAME? | #NAME? | #NAME? | #NAME? | #NAME? | #NAME? | #NAME? | #NAME? | #NAME? | #NAME? | #NAME? | #NAME? | #NAME? | #NAME? | #NAME? | #NAME? | #NAME? | #NAME? | #NAME? | #NAME? | #NAME? | #NAME? | #NAME? | #NAME? | #NAME? | #NAME? | #NAME? | #NAME? | #NAME? | #NAME? | #NAME? | #NAME? | #NAME? | #NAME? | #NAME? | #NAME? | #NAME? | #NAME? | #NAME? | #NAME? | #NAME? | #NAME? | #NAME? | #NAME? | #NAME? | #NAME? | #NAME? | #NAME? | #NAME? | #NAME? | #NAME? | #NAME? | #NAME? | #NAME? | #NAME? | #NAME? | #NAME? | #NAME? | #NAME? | #NAME? | #NAME? | #NAME? | #NAME? | #NAME? | #NAME? | #NAME? | #NAME? | #NAME? | #NAME? | #NAME? | #NAME? | #NAME? | #NAME? | #NAME? | #NAME? | #NAME?
module I ard | #NAME? | #NAME? | #NAME? | #NAME? | #NAME? | #NAME? | #NAME? | #NAME? | #NAME? | #NAME? | #NAME? | #NAME? | #NAME? | #NAME? | #NAME? | #NAME? | #NAME? | #NAME? | #NAME? | #NAME? | #NAME? | #NAME? | #NAME? | #NAME? | #NAME? | #NAME? | #NAME? | #NAME? | #NAME? | #NAME? | #NAME? | #NAME? | #NAME? | #NAME? | #NAME? | #NAME? | #NAME? | #NAME? | #NAME? | #NAME? | #NAME? | #NAME? | #NAME? | #NAME? | #NAME? | #NAME? | #NAME? | #NAME? | #NAME? | #NAME? | #NAME? | #NAME? | #NAME? | #NAME? | #NAME? | #NAME? | #NAME? | #NAME? | #NAME? | #NAME? | #NAME? | #NAME? | #NAME? | #NAME? | #NAME? | #NAME? | #NAME? | #NAME? | #NAME? | #NAME? | #NAME? | #NAME? | #NAME? | #NAME? | #NAME? | #NAME? | #NAME? | #NAME? | #NAME? | #NAME? | #NAME? | #NAME? | #NAME? | #NAME?
Ic ard réduit | 46.1125 | 47.6929 | 49.2925 | 50.8935 | 52.4738 | 54.0066 | 55.4604 | 56.8002 | 57.9885 | 58.9879 | 59.7632 | 60.285 | 60.5322 | 60.4946 | 60.1737 | 59.5828 | 58.7455 | 57.6929 | 56.461 | 55.0877 | 53.6099 | 52.0618 | 50.4736 | 48.871 | 47.2749 | 45.7019 | 44.1645 | 42.6718 | 41.2301 | 39.8433 | 38.5137 | 37.242 | 36.028 | 34.8705 | 33.7681 | 32.7187 | 31.7201 | 30.77 | 29.866 | 29.0057 | 28.1868 | 27.4069 | 26.6638 | 25.9555 | 25.2799 | 24.6351 | 24.0193 | 23.4309 | 22.8683 | 22.3299 | 21.8144 | 21.3206 | 20.8471 | 20.3929 | 19.9568 | 19.538 | 19.1353 | 18.7481 | 18.3755 | 18.0167 | 17.671 | 17.3377 | 17.0162 | 16.7059 | 16.4063 | 16.1169 | 15.8371 | 15.5666 | 15.3048 | 15.0514 | 14.8059 | 14.5681 | 14.3376 | 14.1141 | 13.8973 | 13.6868 | 13.4825 | 13.284 | 13.0911 | 12.9036 | 12.7213 | 12.544 | 12.3714 | 12.2034
Ic ard réduit | #NAME? | #NAME? | #NAME? | #NAME? | #NAME? | #NAME? | #NAME? | #NAME? | #NAME? | #NAME? | #NAME? | #NAME? | #NAME? | #NAME? | #NAME? | #NAME? | #NAME? | #NAME? | #NAME? | #NAME? | #NAME? | #NAME? | #NAME? | #NAME? | #NAME? | #NAME? | #NAME? | #NAME? | #NAME? | #NAME? | #NAME? | #NAME? | #NAME? | #NAME? | #NAME? | #NAME? | #NAME? | #NAME? | #NAME? | #NAME? | #NAME? | #NAME? | #NAME? | #NAME? | #NAME? | #NAME? | #NAME? | #NAME? | #NAME? | #NAME? | #NAME? | #NAME? | #NAME? | #NAME? | #NAME? | #NAME? | #NAME? | #NAME? | #NAME? | #NAME? | #NAME? | #NAME? | #NAME? | #NAME? | #NAME? | #NAME? | #NAME? | #NAME? | #NAME? | #NAME? | #NAME? | #NAME? | #NAME? | #NAME? | #NAME? | #NAME? | #NAME? | #NAME? | #NAME? | #NAME? | #NAME? | #NAME? | #NAME? | #NAME?
Idéf.= Iard + Ic ard | #NAME? | #NAME? | #NAME? | #NAME? | #NAME? | #NAME? | #NAME? | #NAME? | #NAME? | #NAME? | #NAME? | #NAME? | #NAME? | #NAME? | #NAME? | #NAME? | #NAME? | #NAME? | #NAME? | #NAME? | #NAME? | #NAME? | #NAME? | #NAME? | #NAME? | #NAME? | #NAME? | #NAME? | #NAME? | #NAME? | #NAME? | #NAME? | #NAME? | #NAME? | #NAME? | #NAME? | #NAME? | #NAME? | #NAME? | #NAME? | #NAME? | #NAME? | #NAME? | #NAME? | #NAME? | #NAME? | #NAME? | #NAME? | #NAME? | #NAME? | #NAME? | #NAME? | #NAME? | #NAME? | #NAME? | #NAME? | #NAME? | #NAME? | #NAME? | #NAME? | #NAME? | #NAME? | #NAME? | #NAME? | #NAME? | #NAME? | #NAME? | #NAME? | #NAME? | #NAME? | #NAME? | #NAME? | #NAME? | #NAME? | #NAME? | #NAME? | #NAME? | #NAME? | #NAME? | #NAME? | #NAME? | #NAME? | #NAME? | #NAME?
Idef (module) | #NAME? | #NAME? | #NAME? | #NAME? | #NAME? | #NAME? | #NAME? | #NAME? | #NAME? | #NAME? | #NAME? | #NAME? | #NAME? | #NAME? | #NAME? | #NAME? | #NAME? | #NAME? | #NAME? | #NAME? | #NAME? | #NAME? | #NAME? | #NAME? | #NAME? | #NAME? | #NAME? | #NAME? | #NAME? | #NAME? | #NAME? | #NAME? | #NAME? | #NAME? | #NAME? | #NAME? | #NAME? | #NAME? | #NAME? | #NAME? | #NAME? | #NAME? | #NAME? | #NAME? | #NAME? | #NAME? | #NAME? | #NAME? | #NAME? | #NAME? | #NAME? | #NAME? | #NAME? | #NAME? | #NAME? | #NAME? | #NAME? | #NAME? | #NAME? | #NAME? | #NAME? | #NAME? | #NAME? | #NAME? | #NAME? | #NAME? | #NAME? | #NAME? | #NAME? | #NAME? | #NAME? | #NAME? | #NAME? | #NAME? | #NAME? | #NAME? | #NAME? | #NAME? | #NAME? | #NAME? | #NAME? | #NAME? | #NAME? | #NAME?
Rd = V1 / Idef | #NAME? | #NAME? | #NAME? | #NAME? | #NAME? | #NAME? | #NAME? | #NAME? | #NAME? | #NAME? | #NAME? | #NAME? | #NAME? | #NAME? | #NAME? | #NAME? | #NAME? | #NAME? | #NAME? | #NAME? | #NAME? | #NAME? | #NAME? | #NAME? | #NAME? | #NAME? | #NAME? | #NAME? | #NAME? | #NAME? | #NAME? | #NAME? | #NAME? | #NAME? | #NAME? | #NAME? | #NAME? | #NAME? | #NAME? | #NAME? | #NAME? | #NAME? | #NAME? | #NAME? | #NAME? | #NAME? | #NAME? | #NAME? | #NAME? | #NAME? | #NAME? | #NAME? | #NAME? | #NAME? | #NAME? | #NAME? | #NAME? | #NAME? | #NAME? | #NAME? | #NAME? | #NAME? | #NAME? | #NAME? | #NAME? | #NAME? | #NAME? | #NAME? | #NAME? | #NAME? | #NAME? | #NAME? | #NAME? | #NAME? | #NAME? | #NAME? | #NAME? | #NAME? | #NAME? | #NAME? | #NAME? | #NAME? | #NAME? | #NAME?
Rd (test) PAH ARR | #NAME? | #NAME? | #NAME? | #NAME? | #NAME? | #NAME? | #NAME? | #NAME? | #NAME? | #NAME? | #NAME? | #NAME? | #NAME? | #NAME? | #NAME? | #NAME? | #NAME? | #NAME? | #NAME? | #NAME? | #NAME? | #NAME? | #NAME? | #NAME? | #NAME? | #NAME? | #NAME? | #NAME? | #NAME? | #NAME? | #NAME? | #NAME? | #NAME? | #NAME? | #NAME? | #NAME? | #NAME? | #NAME? | #NAME? | #NAME? | #NAME? | #NAME? | #NAME? | #NAME? | #NAME? | #NAME? | #NAME? | #NAME? | #NAME? | #NAME? | #NAME? | #NAME? | #NAME? | #NAME? | #NAME? | #NAME? | #NAME? | #NAME? | #NAME? | #NAME? | #NAME? | #NAME? | #NAME? | #NAME? | #NAME? | #NAME? | #NAME? | #NAME? | #NAME? | #NAME? | #NAME? | #NAME? | #NAME? | #NAME? | #NAME? | #NAME? | #NAME? | #NAME? | #NAME? | #NAME? | #NAME? | #NAME? | #NAME? | #NAME?
Capacitif Arr saine | 0 | 10 | 20 | 30 | 40 | 50 | 60 | 70 | 80 | 90 | 100 | 110 | 120 | 130 | 140 | 150 | 160 | 170 | 180 | 190 | 200 | 210 | 220 | 230 | 240 | 250 | 260 | 270 | 280 | 290 | 300 | 310 | 320 | 330 | 340 | 350 | 360 | 370 | 380 | 390 | 400 | 410 | 420 | 430 | 440 | 450 | 460 | 470 | 480 | 490 | 500 | 510 | 520 | 530 | 540 | 550 | 560 | 570 | 580 | 590 | 600 | 610 | 620 | 630 | 640 | 650 | 660 | 670 | 680 | 690 | 700 | 710 | 720 | 730 | 740 | 750 | 760 | 770 | 780 | 790 | 800 | 810 | 820 | 830
Sensibilité PAH Transfo
| PAH | 150 | Zoamont impédance vue de l'arrivée en défaut |  |  |  | rpn : | 81.0426 | 3Io Ard - 3Io Dd | 60 | In actif franc | 145.3304
| Vn: | 11777.9455 |  |  |  |  | Xop/3 // : | 95.225 |  |  | In self franc | 123.6854
| UHTA | 20400 | I actif | 145.3304 |  |  | Iselfique | 123.6854
Capacitif total(x) | 80 | 90 | 100 | 110 | 120 | 130 | 140 | 150 | 160 | 170 | 180 | 190 | 200 | 210 | 220 | 230 | 240 | 250 | 260 | 270 | 280 | 290 | 300 | 310 | 320 | 330 | 340 | 350 | 360 | 370 | 380 | 390 | 400 | 410 | 420 | 430 | 440 | 450 | 460 | 470 | 480 | 490 | 500 | 510 | 520 | 530 | 540 | 550 | 560 | 570 | 580 | 590 | 600 | 610 | 620 | 630 | 640 | 650 | 660 | 670 | 680 | 690 | 700 | 710 | 720 | 730 | 740 | 750 | 760 | 770 | 780 | 790 | 800 | 810 | 820 | 830 | 840 | 850 | 860 | 870 | 880 | 890 | 900 | 910
(IC - IL) total | -43.6854 | -33.6854 | -23.6854 | -13.6854 | -3.6854 | 6.3146 | 16.3146 | 26.3146 | 36.3146 | 46.3146 | 56.3146 | 66.3146 | 76.3146 | 86.3146 | 96.3146 | 106.3146 | 116.3146 | 126.3146 | 136.3146 | 146.3146 | 156.3146 | 166.3146 | 176.3146 | 186.3146 | 196.3146 | 206.3146 | 216.3146 | 226.3146 | 236.3146 | 246.3146 | 256.3146 | 266.3146 | 276.3146 | 286.3146 | 296.3146 | 306.3146 | 316.3146 | 326.3146 | 336.3146 | 346.3146 | 356.3146 | 366.3146 | 376.3146 | 386.3146 | 396.3146 | 406.3146 | 416.3146 | 426.3146 | 436.3146 | 446.3146 | 456.3146 | 466.3146 | 476.3146 | 486.3146 | 496.3146 | 506.3146 | 516.3146 | 526.3146 | 536.3146 | 546.3146 | 556.3146 | 566.3146 | 576.3146 | 586.3146 | 596.3146 | 606.3146 | 616.3146 | 626.3146 | 636.3146 | 646.3146 | 656.3146 | 666.3146 | 676.3146 | 686.3146 | 696.3146 | 706.3146 | 716.3146 | 726.3146 | 736.3146 | 746.3146 | 756.3146 | 766.3146 | 776.3146 | 786.3146
Idef Franc | 151.7542 | 149.1832 | 147.2478 | 145.9733 | 145.3771 | 145.4675 | 146.2432 | 147.6935 | 149.7988 | 152.5318 | 155.8597 | 159.7452 | 164.1488 | 169.03 | 174.3485 | 180.0658 | 186.1451 | 192.552 | 199.2551 | 206.2253 | 213.4366 | 220.8652 | 228.4901 | 236.2923 | 244.2546 | 252.3621 | 260.6011 | 268.9595 | 277.4266 | 285.9926 | 294.6491 | 303.3881 | 312.2029 | 321.0871 | 330.0352 | 339.0421 | 348.1032 | 357.2144 | 366.372 | 375.5725 | 384.8129 | 394.0904 | 403.4025 | 412.7467 | 422.121 | 431.5234 | 440.9521 | 450.4054 | 459.8819 | 469.38 | 478.8986 | 488.4365 | 497.9925 | 507.5655 | 517.1548 | 526.7593 | 536.3783 | 546.0109 | 555.6566 | 565.3145 | 574.9842 | 584.665 | 594.3563 | 604.0577 | 613.7687 | 623.4888 | 633.2176 | 642.9548 | 652.6999 | 662.4526 | 672.2126 | 681.9795 | 691.7531 | 701.533 | 711.3191 | 721.1111 | 730.9087 | 740.7117 | 750.5199 | 760.3331 | 770.1511 | 779.9737 | 789.8008 | 799.6321
Zo total | 77.612 | 78.9495 | 79.9872 | 80.6856 | 81.0165 | 80.9662 | 80.5367 | 79.7458 | 78.6251 | 77.2163 | 75.5676 | 73.7296 | 71.7516 | 69.6796 | 67.554 | 65.4091 | 63.2729 | 61.1676 | 59.1099 | 57.112 | 55.1824 | 53.3264 | 51.5468 | 49.8448 | 48.2199 | 46.6708 | 45.1953 | 43.7908 | 42.4543 | 41.1827 | 39.9728 | 38.8214 | 37.7253 | 36.6815 | 35.6869 | 34.7389 | 33.8346 | 32.9716 | 32.1475 | 31.36 | 30.6069 | 29.8864 | 29.1965 | 28.5355 | 27.9018 | 27.2939 | 26.7103 | 26.1497 | 25.6108 | 25.0926 | 24.5938 | 24.1136 | 23.6509 | 23.2048 | 22.7745 | 22.3593 | 21.9583 | 21.5709 | 21.1964 | 20.8343 | 20.4839 | 20.1448 | 19.8163 | 19.498 | 19.1896 | 18.8904 | 18.6002 | 18.3185 | 18.045 | 17.7793 | 17.5212 | 17.2702 | 17.0262 | 16.7889 | 16.5579 | 16.3331 | 16.1141 | 15.9009 | 15.693 | 15.4905 | 15.293 | 15.1004 | 14.9126 | 14.7292
Vo= Zn In | #NAME? | #NAME? | #NAME? | #NAME? | #NAME? | #NAME? | #NAME? | #NAME? | #NAME? | #NAME? | #NAME? | #NAME? | #NAME? | #NAME? | #NAME? | #NAME? | #NAME? | #NAME? | #NAME? | #NAME? | #NAME? | #NAME? | #NAME? | #NAME? | #NAME? | #NAME? | #NAME? | #NAME? | #NAME? | #NAME? | #NAME? | #NAME? | #NAME? | #NAME? | #NAME? | #NAME? | #NAME? | #NAME? | #NAME? | #NAME? | #NAME? | #NAME? | #NAME? | #NAME? | #NAME? | #NAME? | #NAME? | #NAME? | #NAME? | #NAME? | #NAME? | #NAME? | #NAME? | #NAME? | #NAME? | #NAME? | #NAME? | #NAME? | #NAME? | #NAME? | #NAME? | #NAME? | #NAME? | #NAME? | #NAME? | #NAME? | #NAME? | #NAME? | #NAME? | #NAME? | #NAME? | #NAME? | #NAME? | #NAME? | #NAME? | #NAME? | #NAME? | #NAME? | #NAME? | #NAME? | #NAME? | #NAME? | #NAME? | #NAME?
Iactif | #NAME? | #NAME? | #NAME? | #NAME? | #NAME? | #NAME? | #NAME? | #NAME? | #NAME? | #NAME? | #NAME? | #NAME? | #NAME? | #NAME? | #NAME? | #NAME? | #NAME? | #NAME? | #NAME? | #NAME? | #NAME? | #NAME? | #NAME? | #NAME? | #NAME? | #NAME? | #NAME? | #NAME? | #NAME? | #NAME? | #NAME? | #NAME? | #NAME? | #NAME? | #NAME? | #NAME? | #NAME? | #NAME? | #NAME? | #NAME? | #NAME? | #NAME? | #NAME? | #NAME? | #NAME? | #NAME? | #NAME? | #NAME? | #NAME? | #NAME? | #NAME? | #NAME? | #NAME? | #NAME? | #NAME? | #NAME? | #NAME? | #NAME? | #NAME? | #NAME? | #NAME? | #NAME? | #NAME? | #NAME? | #NAME? | #NAME? | #NAME? | #NAME? | #NAME? | #NAME? | #NAME? | #NAME? | #NAME? | #NAME? | #NAME? | #NAME? | #NAME? | #NAME? | #NAME? | #NAME? | #NAME? | #NAME? | #NAME? | #NAME?
Pr (kW) | #NAME? | #NAME? | #NAME? | #NAME? | #NAME? | #NAME? | #NAME? | #NAME? | #NAME? | #NAME? | #NAME? | #NAME? | #NAME? | #NAME? | #NAME? | #NAME? | #NAME? | #NAME? | #NAME? | #NAME? | #NAME? | #NAME? | #NAME? | #NAME? | #NAME? | #NAME? | #NAME? | #NAME? | #NAME? | #NAME? | #NAME? | #NAME? | #NAME? | #NAME? | #NAME? | #NAME? | #NAME? | #NAME? | #NAME? | #NAME? | #NAME? | #NAME? | #NAME? | #NAME? | #NAME? | #NAME? | #NAME? | #NAME? | #NAME? | #NAME? | #NAME? | #NAME? | #NAME? | #NAME? | #NAME? | #NAME? | #NAME? | #NAME? | #NAME? | #NAME? | #NAME? | #NAME? | #NAME? | #NAME? | #NAME? | #NAME? | #NAME? | #NAME? | #NAME? | #NAME? | #NAME? | #NAME? | #NAME? | #NAME? | #NAME? | #NAME? | #NAME? | #NAME? | #NAME? | #NAME? | #NAME? | #NAME? | #NAME? | #NAME?
angle désa | -0.292 | -0.22776 | -0.16156 | -0.093891 | -0.025354 | 0.043422 | 0.11179 | 0.17913 | 0.24486 | 0.30851 | 0.36968 | 0.42808 | 0.48353 | 0.53594 | 0.58527 | 0.63158 | 0.67495 | 0.71551 | 0.7534 | 0.78877 | 0.8218 | 0.85263 | 0.88143 | 0.90835 | 0.93354 | 0.95712 | 0.97922 | 0.99995 | 1.0194 | 1.0377 | 1.055 | 1.0713 | 1.0866 | 1.1011 | 1.1148 | 1.1278 | 1.1401 | 1.1518 | 1.1629 | 1.1735 | 1.1835 | 1.1931 | 1.2022 | 1.211 | 1.2193 | 1.2273 | 1.2349 | 1.2423 | 1.2493 | 1.256 | 1.2625 | 1.2687 | 1.2747 | 1.2804 | 1.2859 | 1.2913 | 1.2964 | 1.3014 | 1.3062 | 1.3108 | 1.3153 | 1.3196 | 1.3238 | 1.3278 | 1.3317 | 1.3355 | 1.3392 | 1.3428 | 1.3463 | 1.3496 | 1.3529 | 1.356 | 1.3591 | 1.3621 | 1.365 | 1.3679 | 1.3706 | 1.3733 | 1.3759 | 1.3785 | 1.381 | 1.3834 | 1.3857 | 1.388
angle VoV1 | 3.432 | 3.3678 | 3.3016 | 3.2339 | 3.1654 | 3.0966 | 3.0282 | 2.9609 | 2.8951 | 2.8315 | 2.7703 | 2.7119 | 2.6565 | 2.6041 | 2.5547 | 2.5084 | 2.465 | 2.4245 | 2.3866 | 2.3512 | 2.3182 | 2.2874 | 2.2586 | 2.2316 | 2.2065 | 2.1829 | 2.1608 | 2.14 | 2.1206 | 2.1023 | 2.085 | 2.0687 | 2.0534 | 2.0389 | 2.0252 | 2.0122 | 1.9999 | 1.9882 | 1.9771 | 1.9665 | 1.9565 | 1.9469 | 1.9378 | 1.929 | 1.9207 | 1.9127 | 1.9051 | 1.8977 | 1.8907 | 1.884 | 1.8775 | 1.8713 | 1.8653 | 1.8596 | 1.8541 | 1.8487 | 1.8436 | 1.8386 | 1.8338 | 1.8292 | 1.8247 | 1.8204 | 1.8162 | 1.8122 | 1.8083 | 1.8045 | 1.8008 | 1.7972 | 1.7937 | 1.7904 | 1.7871 | 1.784 | 1.7809 | 1.7779 | 1.775 | 1.7721 | 1.7694 | 1.7667 | 1.7641 | 1.7615 | 1.759 | 1.7566 | 1.7543 | 1.752
Ax2 | 1 | 1 | 1 | 1 | 1 | 1 | 1 | 1 | 1 | 1 | 1 | 1 | 1 | 1 | 1 | 1 | 1 | 1 | 1 | 1 | 1 | 1 | 1 | 1 | 1 | 1 | 1 | 1 | 1 | 1 | 1 | 1 | 1 | 1 | 1 | 1 | 1 | 1 | 1 | 1 | 1 | 1 | 1 | 1 | 1 | 1 | 1 | 1 | 1 | 1 | 1 | 1 | 1 | 1 | 1 | 1 | 1 | 1 | 1 | 1 | 1 | 1 | 1 | 1 | 1 | 1 | 1 | 1 | 1 | 1 | 1 | 1 | 1 | 1 | 1 | 1 | 1 | 1 | 1 | 1 | 1 | 1 | 1 | 1
Bx | #NAME? | #NAME? | #NAME? | #NAME? | #NAME? | #NAME? | #NAME? | #NAME? | #NAME? | #NAME? | #NAME? | #NAME? | #NAME? | #NAME? | #NAME? | #NAME? | #NAME? | #NAME? | #NAME? | #NAME? | #NAME? | #NAME? | #NAME? | #NAME? | #NAME? | #NAME? | #NAME? | #NAME? | #NAME? | #NAME? | #NAME? | #NAME? | #NAME? | #NAME? | #NAME? | #NAME? | #NAME? | #NAME? | #NAME? | #NAME? | #NAME? | #NAME? | #NAME? | #NAME? | #NAME? | #NAME? | #NAME? | #NAME? | #NAME? | #NAME? | #NAME? | #NAME? | #NAME? | #NAME? | #NAME? | #NAME? | #NAME? | #NAME? | #NAME? | #NAME? | #NAME? | #NAME? | #NAME? | #NAME? | #NAME? | #NAME? | #NAME? | #NAME? | #NAME? | #NAME? | #NAME? | #NAME? | #NAME? | #NAME? | #NAME? | #NAME? | #NAME? | #NAME? | #NAME? | #NAME? | #NAME? | #NAME? | #NAME? | #NAME?
C | #NAME? | #NAME? | #NAME? | #NAME? | #NAME? | #NAME? | #NAME? | #NAME? | #NAME? | #NAME? | #NAME? | #NAME? | #NAME? | #NAME? | #NAME? | #NAME? | #NAME? | #NAME? | #NAME? | #NAME? | #NAME? | #NAME? | #NAME? | #NAME? | #NAME? | #NAME? | #NAME? | #NAME? | #NAME? | #NAME? | #NAME? | #NAME? | #NAME? | #NAME? | #NAME? | #NAME? | #NAME? | #NAME? | #NAME? | #NAME? | #NAME? | #NAME? | #NAME? | #NAME? | #NAME? | #NAME? | #NAME? | #NAME? | #NAME? | #NAME? | #NAME? | #NAME? | #NAME? | #NAME? | #NAME? | #NAME? | #NAME? | #NAME? | #NAME? | #NAME? | #NAME? | #NAME? | #NAME? | #NAME? | #NAME? | #NAME? | #NAME? | #NAME? | #NAME? | #NAME? | #NAME? | #NAME? | #NAME? | #NAME? | #NAME? | #NAME? | #NAME? | #NAME? | #NAME? | #NAME? | #NAME? | #NAME? | #NAME? | #NAME?
D | #NAME? | #NAME? | #NAME? | #NAME? | #NAME? | #NAME? | #NAME? | #NAME? | #NAME? | #NAME? | #NAME? | #NAME? | #NAME? | #NAME? | #NAME? | #NAME? | #NAME? | #NAME? | #NAME? | #NAME? | #NAME? | #NAME? | #NAME? | #NAME? | #NAME? | #NAME? | #NAME? | #NAME? | #NAME? | #NAME? | #NAME? | #NAME? | #NAME? | #NAME? | #NAME? | #NAME? | #NAME? | #NAME? | #NAME? | #NAME? | #NAME? | #NAME? | #NAME? | #NAME? | #NAME? | #NAME? | #NAME? | #NAME? | #NAME? | #NAME? | #NAME? | #NAME? | #NAME? | #NAME? | #NAME? | #NAME? | #NAME? | #NAME? | #NAME? | #NAME? | #NAME? | #NAME? | #NAME? | #NAME? | #NAME? | #NAME? | #NAME? | #NAME? | #NAME? | #NAME? | #NAME? | #NAME? | #NAME? | #NAME? | #NAME? | #NAME? | #NAME? | #NAME? | #NAME? | #NAME? | #NAME? | #NAME? | #NAME? | #NAME?
solution 1 (V1) | #NAME? | #NAME? | #NAME? | #NAME? | #NAME? | #NAME? | #NAME? | #NAME? | #NAME? | #NAME? | #NAME? | #NAME? | #NAME? | #NAME? | #NAME? | #NAME? | #NAME? | #NAME? | #NAME? | #NAME? | #NAME? | #NAME? | #NAME? | #NAME? | #NAME? | #NAME? | #NAME? | #NAME? | #NAME? | #NAME? | #NAME? | #NAME? | #NAME? | #NAME? | #NAME? | #NAME? | #NAME? | #NAME? | #NAME? | #NAME? | #NAME? | #NAME? | #NAME? | #NAME? | #NAME? | #NAME? | #NAME? | #NAME? | #NAME? | #NAME? | #NAME? | #NAME? | #NAME? | #NAME? | #NAME? | #NAME? | #NAME? | #NAME? | #NAME? | #NAME? | #NAME? | #NAME? | #NAME? | #NAME? | #NAME? | #NAME? | #NAME? | #NAME? | #NAME? | #NAME? | #NAME? | #NAME? | #NAME? | #NAME? | #NAME? | #NAME? | #NAME? | #NAME? | #NAME? | #NAME? | #NAME? | #NAME? | #NAME? | #NAME?
solution 2 | #NAME? | #NAME? | #NAME? | #NAME? | #NAME? | #NAME? | #NAME? | #NAME? | #NAME? | #NAME? | #NAME? | #NAME? | #NAME? | #NAME? | #NAME? | #NAME? | #NAME? | #NAME? | #NAME? | #NAME? | #NAME? | #NAME? | #NAME? | #NAME? | #NAME? | #NAME? | #NAME? | #NAME? | #NAME? | #NAME? | #NAME? | #NAME? | #NAME? | #NAME? | #NAME? | #NAME? | #NAME? | #NAME? | #NAME? | #NAME? | #NAME? | #NAME? | #NAME? | #NAME? | #NAME? | #NAME? | #NAME? | #NAME? | #NAME? | #NAME? | #NAME? | #NAME? | #NAME? | #NAME? | #NAME? | #NAME? | #NAME? | #NAME? | #NAME? | #NAME? | #NAME? | #NAME? | #NAME? | #NAME? | #NAME? | #NAME? | #NAME? | #NAME? | #NAME? | #NAME? | #NAME? | #NAME? | #NAME? | #NAME? | #NAME? | #NAME? | #NAME? | #NAME? | #NAME? | #NAME? | #NAME? | #NAME? | #NAME? | #NAME?
Idef réduit | #NAME? | #NAME? | #NAME? | #NAME? | #NAME? | #NAME? | #NAME? | #NAME? | #NAME? | #NAME? | #NAME? | #NAME? | #NAME? | #NAME? | #NAME? | #NAME? | #NAME? | #NAME? | #NAME? | #NAME? | #NAME? | #NAME? | #NAME? | #NAME? | #NAME? | #NAME? | #NAME? | #NAME? | #NAME? | #NAME? | #NAME? | #NAME? | #NAME? | #NAME? | #NAME? | #NAME? | #NAME? | #NAME? | #NAME? | #NAME? | #NAME? | #NAME? | #NAME? | #NAME? | #NAME? | #NAME? | #NAME? | #NAME? | #NAME? | #NAME? | #NAME? | #NAME? | #NAME? | #NAME? | #NAME? | #NAME? | #NAME? | #NAME? | #NAME? | #NAME? | #NAME? | #NAME? | #NAME? | #NAME? | #NAME? | #NAME? | #NAME? | #NAME? | #NAME? | #NAME? | #NAME? | #NAME? | #NAME? | #NAME? | #NAME? | #NAME? | #NAME? | #NAME? | #NAME? | #NAME? | #NAME? | #NAME? | #NAME? | #NAME?
Rd = V1 / Idef | #NAME? | #NAME? | #NAME? | #NAME? | #NAME? | #NAME? | #NAME? | #NAME? | #NAME? | #NAME? | #NAME? | #NAME? | #NAME? | #NAME? | #NAME? | #NAME? | #NAME? | #NAME? | #NAME? | #NAME? | #NAME? | #NAME? | #NAME? | #NAME? | #NAME? | #NAME? | #NAME? | #NAME? | #NAME? | #NAME? | #NAME? | #NAME? | #NAME? | #NAME? | #NAME? | #NAME? | #NAME? | #NAME? | #NAME? | #NAME? | #NAME? | #NAME? | #NAME? | #NAME? | #NAME? | #NAME? | #NAME? | #NAME? | #NAME? | #NAME? | #NAME? | #NAME? | #NAME? | #NAME? | #NAME? | #NAME? | #NAME? | #NAME? | #NAME? | #NAME? | #NAME? | #NAME? | #NAME? | #NAME? | #NAME? | #NAME? | #NAME? | #NAME? | #NAME? | #NAME? | #NAME? | #NAME? | #NAME? | #NAME? | #NAME? | #NAME? | #NAME? | #NAME? | #NAME? | #NAME? | #NAME? | #NAME? | #NAME? | #NAME?
Rd (test) PAH ARR | #NAME? | #NAME? | #NAME? | #NAME? | #NAME? | #NAME? | #NAME? | #NAME? | #NAME? | #NAME? | #NAME? | #NAME? | #NAME? | #NAME? | #NAME? | #NAME? | #NAME? | #NAME? | #NAME? | #NAME? | #NAME? | #NAME? | #NAME? | #NAME? | #NAME? | #NAME? | #NAME? | #NAME? | #NAME? | #NAME? | #NAME? | #NAME? | #NAME? | #NAME? | #NAME? | #NAME? | #NAME? | #NAME? | #NAME? | #NAME? | #NAME? | #NAME? | #NAME? | #NAME? | #NAME? | #NAME? | #NAME? | #NAME? | #NAME? | #NAME? | #NAME? | #NAME? | #NAME? | #NAME? | #NAME? | #NAME? | #NAME? | #NAME? | #NAME? | #NAME? | #NAME? | #NAME? | #NAME? | #NAME? | #NAME? | #NAME? | #NAME? | #NAME? | #NAME? | #NAME? | #NAME? | #NAME? | #NAME? | #NAME? | #NAME? | #NAME? | #NAME? | #NAME? | #NAME? | #NAME? | #NAME? | #NAME? | #NAME? | #NAME?
abscisse origine | 0 | 10 | 20 | 30 | 40 | 50 | 60 | 70 | 80 | 90 | 100 | 110 | 120 | 130 | 140 | 150 | 160 | 170 | 180 | 190 | 200 | 210 | 220 | 230 | 240 | 250 | 260 | 270 | 280 | 290 | 300 | 310 | 320 | 330 | 340 | 350 | 360 | 370 | 380 | 390 | 400 | 410 | 420 | 430 | 440 | 450 | 460 | 470 | 480 | 490 | 500 | 510 | 520 | 530 | 540 | 550 | 560 | 570 | 580 | 590 | 600 | 610 | 620 | 630 | 640 | 650 | 660 | 670 | 680 | 690 | 700 | 710 | 720 | 730 | 740 | 750 | 760 | 770 | 780 | 790 | 800 | 810 | 820 | 830
Note on F33: image de Zo transfo
Note on J1: Marcoz christian: Cette feuille permet le calcul de sensibilité des PWH Rd=f(Icapa), PVH Rd=f(Icapa), PAH départ Rd=f(Icapa), PAHarrivée Rd=f(Icapa), PAHtransfo Rd=f(Icapa), SW en Si=f(Icapa amont). Le U HTA et le choix du régime de neutre pour : SI en SW =f(Icapa amont)
axe des x de PAH,PWH PVH arrivée double attaches

## calculSW (hidden)
| PAH | 20 |  |  |  |  | rpn : | 81.0426 | 3Io Dd | 0 | 0
| Vn: | 11777.9455 |  |  |  |  | Xop/3 // : | 95.225 | test aff Vr Ir | TRUE | 0
| UHTA | 20400 | I actif | 145.3304 |  |  | Iselfique | 123.6854
Capacitif amont | 0 | 10 | 20 | 30 | 40 | 50 | 60 | 70 | 80 | 90 | 100 | 110 | 120 | 130 | 140 | 150 | 160 | 170 | 180 | 190 | 200 | 210 | 220 | 230 | 240 | 250 | 260 | 270 | 280 | 290 | 300 | 310 | 320 | 330 | 340 | 350 | 360 | 370 | 380 | 390 | 400 | 410 | 420 | 430 | 440 | 450 | 460 | 470 | 480 | 490 | 500 | 510 | 520 | 530 | 540 | 550 | 560 | 570 | 580 | 590 | 600
Capacitif total | 0 | 10 | 20 | 30 | 40 | 50 | 60 | 70 | 80 | 90 | 100 | 110 | 120 | 130 | 140 | 150 | 160 | 170 | 180 | 190 | 200 | 210 | 220 | 230 | 240 | 250 | 260 | 270 | 280 | 290 | 300 | 310 | 320 | 330 | 340 | 350 | 360 | 370 | 380 | 390 | 400 | 410 | 420 | 430 | 440 | 450 | 460 | 470 | 480 | 490 | 500 | 510 | 520 | 530 | 540 | 550 | 560 | 570 | 580 | 590 | 600
(ICamont - IL) | -123.6854 | -113.6854 | -103.6854 | -93.6854 | -83.6854 | -73.6854 | -63.6854 | -53.6854 | -43.6854 | -33.6854 | -23.6854 | -13.6854 | -3.6854 | 6.3146 | 16.3146 | 26.3146 | 36.3146 | 46.3146 | 56.3146 | 66.3146 | 76.3146 | 86.3146 | 96.3146 | 106.3146 | 116.3146 | 126.3146 | 136.3146 | 146.3146 | 156.3146 | 166.3146 | 176.3146 | 186.3146 | 196.3146 | 206.3146 | 216.3146 | 226.3146 | 236.3146 | 246.3146 | 256.3146 | 266.3146 | 276.3146 | 286.3146 | 296.3146 | 306.3146 | 316.3146 | 326.3146 | 336.3146 | 346.3146 | 356.3146 | 366.3146 | 376.3146 | 386.3146 | 396.3146 | 406.3146 | 416.3146 | 426.3146 | 436.3146 | 446.3146 | 456.3146 | 466.3146 | 476.3146
(ICtotal-IL) | -123.6854 | -113.6854 | -103.6854 | -93.6854 | -83.6854 | -73.6854 | -63.6854 | -53.6854 | -43.6854 | -33.6854 | -23.6854 | -13.6854 | -3.6854 | 6.3146 | 16.3146 | 26.3146 | 36.3146 | 46.3146 | 56.3146 | 66.3146 | 76.3146 | 86.3146 | 96.3146 | 106.3146 | 116.3146 | 126.3146 | 136.3146 | 146.3146 | 156.3146 | 166.3146 | 176.3146 | 186.3146 | 196.3146 | 206.3146 | 216.3146 | 226.3146 | 236.3146 | 246.3146 | 256.3146 | 266.3146 | 276.3146 | 286.3146 | 296.3146 | 306.3146 | 316.3146 | 326.3146 | 336.3146 | 346.3146 | 356.3146 | 366.3146 | 376.3146 | 386.3146 | 396.3146 | 406.3146 | 416.3146 | 426.3146 | 436.3146 | 446.3146 | 456.3146 | 466.3146 | 476.3146
I r dd franc | 190.8376 | 184.5137 | 178.5262 | 172.91 | 167.7026 | 162.9431 | 158.6718 | 154.9292 | 151.7542 | 149.1832 | 147.2478 | 145.9733 | 145.3771 | 145.4675 | 146.2432 | 147.6935 | 149.7988 | 152.5318 | 155.8597 | 159.7452 | 164.1488 | 169.03 | 174.3485 | 180.0658 | 186.1451 | 192.552 | 199.2551 | 206.2253 | 213.4366 | 220.8652 | 228.4901 | 236.2923 | 244.2546 | 252.3621 | 260.6011 | 268.9595 | 277.4266 | 285.9926 | 294.6491 | 303.3881 | 312.2029 | 321.0871 | 330.0352 | 339.0421 | 348.1032 | 357.2144 | 366.372 | 375.5725 | 384.8129 | 394.0904 | 403.4025 | 412.7467 | 422.121 | 431.5234 | 440.9521 | 450.4054 | 459.8819 | 469.38 | 478.8986 | 488.4365 | 497.9925
Zo amont | 61.7171 | 63.8324 | 65.9732 | 68.116 | 70.2311 | 72.2826 | 74.2283 | 76.0215 | 77.612 | 78.9495 | 79.9872 | 80.6856 | 81.0165 | 80.9662 | 80.5367 | 79.7458 | 78.6251 | 77.2163 | 75.5676 | 73.7296 | 71.7516 | 69.6796 | 67.554 | 65.4091 | 63.2729 | 61.1676 | 59.1099 | 57.112 | 55.1824 | 53.3264 | 51.5468 | 49.8448 | 48.2199 | 46.6708 | 45.1953 | 43.7908 | 42.4543 | 41.1827 | 39.9728 | 38.8214 | 37.7253 | 36.6815 | 35.6869 | 34.7389 | 33.8346 | 32.9716 | 32.1475 | 31.36 | 30.6069 | 29.8864 | 29.1965 | 28.5355 | 27.9018 | 27.2939 | 26.7103 | 26.1497 | 25.6108 | 25.0926 | 24.5938 | 24.1136 | 23.6509
Vo= Zoamont I | 1234.3419 | 1276.6474 | 1319.4644 | 1362.3206 | 1404.6226 | 1445.6511 | 1484.5665 | 1520.4297 | 1552.2398 | 1578.9908 | 1599.7446 | 1613.712 | 1620.3301 | 1619.3232 | 1610.7336 | 1594.917 | 1572.5024 | 1544.3262 | 1511.3521 | 1474.5911 | 1435.0326 | 1393.5927 | 1351.0804 | 1308.1821 | 1265.4585 | 1223.3519 | 1182.1978 | 1142.2406 | 1103.6484 | 1066.5277 | 1030.9368 | 996.8964 | 964.3989 | 933.4164 | 903.9062 | 875.8156 | 849.0857 | 823.6538 | 799.4558 | 776.4275 | 754.5058 | 733.6292 | 713.7387 | 694.7778 | 676.6928 | 659.4329 | 642.9502 | 627.1996 | 612.1388 | 597.728 | 583.9302 | 570.7105 | 558.0364 | 545.8775 | 534.2052 | 522.9931 | 512.2161 | 501.8512 | 491.8763 | 482.2713 | 473.017
Iactif | 15.2308 | 15.7528 | 16.2811 | 16.8099 | 17.3319 | 17.8382 | 18.3184 | 18.7609 | 19.1534 | 19.4835 | 19.7396 | 19.9119 | 19.9936 | 19.9811 | 19.8752 | 19.68 | 19.4034 | 19.0557 | 18.6489 | 18.1953 | 17.7071 | 17.1958 | 16.6712 | 16.1419 | 15.6147 | 15.0952 | 14.5874 | 14.0943 | 13.6181 | 13.1601 | 12.7209 | 12.3009 | 11.8999 | 11.5176 | 11.1535 | 10.8069 | 10.477 | 10.1632 | 9.8646 | 9.5805 | 9.31 | 9.0524 | 8.807 | 8.573 | 8.3498 | 8.1369 | 7.9335 | 7.7391 | 7.5533 | 7.3755 | 7.2052 | 7.0421 | 6.8857 | 6.7357 | 6.5917 | 6.4533 | 6.3203 | 6.1924 | 6.0694 | 5.9508 | 5.8367
Pr (kW) | 56.4 | 60.3323 | 64.4471 | 68.7016 | 73.0344 | 77.3633 | 81.5845 | 85.5738 | 89.192 | 92.2927 | 94.7348 | 96.3963 | 97.1886 | 97.0678 | 96.0408 | 94.1639 | 91.5358 | 88.2849 | 84.555 | 80.4917 | 76.231 | 71.8919 | 67.5726 | 63.3497 | 59.2794 | 55.4001 | 51.7355 | 48.2974 | 45.0889 | 42.1068 | 39.3434 | 36.7882 | 34.4288 | 32.2522 | 30.2451 | 28.3945 | 26.6877 | 25.1129 | 23.659 | 22.3157 | 21.0733 | 19.9233 | 18.8576 | 17.869 | 16.9508 | 16.0972 | 15.3025 | 14.562 | 13.871 | 13.2256 | 12.6221 | 12.057 | 11.5275 | 11.0306 | 10.5639 | 10.1251 | 9.7121 | 9.323 | 8.9561 | 8.6098 | 8.2825
angle désa | -0.70511 | -0.66383 | -0.61969 | -0.5726 | -0.52246 | -0.46925 | -0.41301 | -0.35385 | -0.292 | -0.22776 | -0.16156 | -0.093891 | -0.025354 | 0.043422 | 0.11179 | 0.17913 | 0.24486 | 0.30851 | 0.36968 | 0.42808 | 0.48353 | 0.53594 | 0.58527 | 0.63158 | 0.67495 | 0.71551 | 0.7534 | 0.78877 | 0.8218 | 0.85263 | 0.88143 | 0.90835 | 0.93354 | 0.95712 | 0.97922 | 0.99995 | 1.0194 | 1.0377 | 1.055 | 1.0713 | 1.0866 | 1.1011 | 1.1148 | 1.1278 | 1.1401 | 1.1518 | 1.1629 | 1.1735 | 1.1835 | 1.1931 | 1.2022 | 1.211 | 1.2193 | 1.2273 | 1.2349 | 1.2423 | 1.2493 | 1.256 | 1.2625 | 1.2687 | 1.2747
angle VoV1 | 3.8451 | 3.8038 | 3.7597 | 3.7126 | 3.6625 | 3.6092 | 3.553 | 3.4939 | 3.432 | 3.3678 | 3.3016 | 3.2339 | 3.1654 | 3.0966 | 3.0282 | 2.9609 | 2.8951 | 2.8315 | 2.7703 | 2.7119 | 2.6565 | 2.6041 | 2.5547 | 2.5084 | 2.465 | 2.4245 | 2.3866 | 2.3512 | 2.3182 | 2.2874 | 2.2586 | 2.2316 | 2.2065 | 2.1829 | 2.1608 | 2.14 | 2.1206 | 2.1023 | 2.085 | 2.0687 | 2.0534 | 2.0389 | 2.0252 | 2.0122 | 1.9999 | 1.9882 | 1.9771 | 1.9665 | 1.9565 | 1.9469 | 1.9378 | 1.929 | 1.9207 | 1.9127 | 1.9051 | 1.8977 | 1.8907 | 1.884 | 1.8775 | 1.8713 | 1.8653
Ax2 | 1 | 1 | 1 | 1 | 1 | 1 | 1 | 1 | 1 | 1 | 1 | 1 | 1 | 1 | 1 | 1 | 1 | 1 | 1 | 1 | 1 | 1 | 1 | 1 | 1 | 1 | 1 | 1 | 1 | 1 | 1 | 1 | 1 | 1 | 1 | 1 | 1 | 1 | 1 | 1 | 1 | 1 | 1 | 1 | 1 | 1 | 1 | 1 | 1 | 1 | 1 | 1 | 1 | 1 | 1 | 1 | 1 | 1 | 1 | 1 | 1
Bx | 1882.5459 | 2013.5805 | 2150.6754 | 2292.4013 | 2436.7095 | 2580.8564 | 2721.3766 | 2854.1347 | 2974.4852 | 3077.555 | 3158.6417 | 3213.6866 | 3239.7455 | 3235.3657 | 3200.7823 | 3137.8865 | 3049.9737 | 2941.3313 | 2816.758 | 2681.1049 | 2538.9055 | 2394.1263 | 2250.0392 | 2109.1936 | 1973.4596 | 1844.113 | 1721.9376 | 1607.3284 | 1500.3866 | 1401.0008 | 1308.9121 | 1223.7669 | 1145.1554 | 1072.6404 | 1005.7784 | 944.1331 | 887.2851 | 834.8373 | 786.4183 | 741.6839 | 700.3166 | 662.0256 | 626.545 | 593.6328 | 563.0686 | 534.6526 | 508.2032 | 483.5557 | 460.5608 | 439.083 | 418.9995 | 400.1986 | 382.579 | 366.0485 | 350.5231 | 335.9267 | 322.1894 | 309.2479 | 297.0441 | 285.525 | 274.642
C | -137196400 | -137090171.4553 | -136979013.7616 | -136864082.5528 | -136747035.3096 | -136630093.0349 | -136516062.3229 | -136408293.4708 | -136310551.6807 | -136226788.105 | -136160817.1358 | -136115933.5544 | -136094530.2141 | -136097792.2393 | -136125537.152 | -136176239.845 | -136247236.2092 | -136335056.4944 | -136435814.8299 | -136545581.1469 | -136660681.308 | -136777899.3762 | -136894581.71 | -137008659.6324 | -137118614.6769 | -137223410.1474 | -137322408.2668 | -137415286.3774 | -137501960.2717 | -137582518.5687 | -137657169.2283 | -137726197.6223 | -137789934.7392 | -137848733.8029 | -137902953.6065 | -137952947.0426 | -137999053.5536 | -138041594.4704 | -138080870.436 | -138117160.2963 | -138150720.999 | -138181788.1591 | -138210577.0466 | -138237283.8196 | -138262086.882 | -138285148.2792 | -138306615.0777 | -138326620.6919 | -138345286.1371 | -138362721.1955 | -138379025.4924 | -138394289.4803 | -138408595.3359 | -138422017.7714 | -138434624.7685 | -138446478.2399 | -138457634.6239 | -138468145.4188 | -138478057.6632 | -138487414.3663 | -138496254.8945
D | 552329578.9162 | 552415192.0994 | 552541459.7756 | 552711433.8816 | 552925694.3814 | 553181191.9512 | 553470139.7068 | 553779258.8522 | 554089769.051 | 554378496.9145 | 554620286.032 | 554791515.936 | 554874071.9507 | 554858760.2419 | 554747155.9295 | 554551291.3034 | 554291284.5695 | 553991655.8645 | 553677384.9846 | 553370648.1598 | 553088766.3185 | 552843438.4367 | 552641003.4484 | 552483336.1487 | 552369001.5164 | 552294393.4548 | 552254702.0504 | 552244649.9619 | 552259001.1858 | 552292877.4442 | 552341927.9064 | 552402396.0312 | 552471119.7982 | 552545492.691 | 552623404.6334 | 552703175.508 | 552783489.0044 | 552863331.139 | 552941935.5373 | 553018736.1608 | 553093327.3346 | 553165430.4901 | 553234866.8406 | 553301535.1549 | 553365393.8298 | 553426446.531 | 553484730.7658 | 553540308.8443 | 553593260.7709 | 553643678.6882 | 553691662.564 | 553737316.8685 | 553780748.0374 | 553822062.557 | 553861365.5392 | 553898759.6812 | 553934344.5262 | 553968215.9573 | 554000465.8728 | 554031182.0004 | 554060447.8166
solution 1 | 10809.5736 | 10744.967 | 10677.7625 | 10608.7072 | 10538.8313 | 10469.4739 | 10402.2848 | 10339.1901 | 10282.3131 | 10233.8443 | 10195.868 | 10170.1631 | 10158.0098 | 10160.0372 | 10176.1444 | 10205.5131 | 10246.7089 | 10297.848 | 10356.7961 | 10421.3633 | 10489.4669 | 10559.2483 | 10629.1393 | 10697.8852 | 10764.5361 | 10828.4157 | 10889.0812 | 10946.2789 | 10999.9024 | 11049.9557 | 11096.5218 | 11139.7376 | 11179.7744 | 11216.8229 | 11251.0825 | 11282.7535 | 11312.0315 | 11339.1044 | 11364.1495 | 11387.3333 | 11408.8098 | 11428.7218 | 11447.2001 | 11464.3648 | 11480.3256 | 11495.1824 | 11509.0265 | 11521.9409 | 11534.0009 | 11545.2755 | 11555.8271 | 11565.7126 | 11574.9838 | 11583.688 | 11591.8681 | 11599.5636 | 11606.8102 | 11613.6407 | 11620.0852 | 11626.171 | 11631.9233
solution 2 | -12692.1195 | -12758.5475 | -12828.4379 | -12901.1085 | -12975.5408 | -13050.3303 | -13123.6613 | -13193.3248 | -13256.7983 | -13311.3993 | -13354.5097 | -13383.8497 | -13397.7553 | -13395.4029 | -13376.9267 | -13343.3996 | -13296.6826 | -13239.1793 | -13173.5542 | -13102.4682 | -13028.3724 | -12953.3746 | -12879.1785 | -12807.0788 | -12737.9957 | -12672.5288 | -12611.0188 | -12553.6073 | -12500.2891 | -12450.9565 | -12405.434 | -12363.5046 | -12324.9298 | -12289.4633 | -12256.8609 | -12226.8866 | -12199.3166 | -12173.9416 | -12150.5679 | -12129.0171 | -12109.1264 | -12090.7474 | -12073.7451 | -12057.9976 | -12043.3942 | -12029.835 | -12017.2297 | -12005.4965 | -11994.5617 | -11984.3585 | -11974.8266 | -11965.9112 | -11957.5628 | -11949.7364 | -11942.3913 | -11935.4903 | -11928.9996 | -11922.8887 | -11917.1293 | -11911.696 | -11906.5653
I actif | 15.2308 | 15.7528 | 16.2811 | 16.8099 | 17.3319 | 17.8382 | 18.3184 | 18.7609 | 19.1534 | 19.4835 | 19.7396 | 19.9119 | 19.9936 | 19.9811 | 19.8752 | 19.68 | 19.4034 | 19.0557 | 18.6489 | 18.1953 | 17.7071 | 17.1958 | 16.6712 | 16.1419 | 15.6147 | 15.0952 | 14.5874 | 14.0943 | 13.6181 | 13.1601 | 12.7209 | 12.3009 | 11.8999 | 11.5176 | 11.1535 | 10.8069 | 10.477 | 10.1632 | 9.8646 | 9.5805 | 9.31 | 9.0524 | 8.807 | 8.573 | 8.3498 | 8.1369 | 7.9335 | 7.7391 | 7.5533 | 7.3755 | 7.2052 | 7.0421 | 6.8857 | 6.7357 | 6.5917 | 6.4533 | 6.3203 | 6.1924 | 6.0694 | 5.9508 | 5.8367
angle Ir dd | -0.70511 | -0.66383 | -0.61969 | -0.5726 | -0.52246 | -0.46925 | -0.41301 | -0.35385 | -0.292 | -0.22776 | -0.16156 | -0.093891 | -0.025354 | 0.043422 | 0.11179 | 0.17913 | 0.24486 | 0.30851 | 0.36968 | 0.42808 | 0.48353 | 0.53594 | 0.58527 | 0.63158 | 0.67495 | 0.71551 | 0.7534 | 0.78877 | 0.8218 | 0.85263 | 0.88143 | 0.90835 | 0.93354 | 0.95712 | 0.97922 | 0.99995 | 1.0194 | 1.0377 | 1.055 | 1.0713 | 1.0866 | 1.1011 | 1.1148 | 1.1278 | 1.1401 | 1.1518 | 1.1629 | 1.1735 | 1.1835 | 1.1931 | 1.2022 | 1.211 | 1.2193 | 1.2273 | 1.2349 | 1.2423 | 1.2493 | 1.256 | 1.2625 | 1.2687 | 1.2747
Idéfaut | 20 | 20 | 20 | 20 | 20 | 20 | 20 | 20 | 20 | 20 | 20 | 20 | 20 | 20 | 20 | 20 | 20 | 20 | 20 | 20 | 20 | 20 | 20 | 20 | 20 | 20 | 20 | 20 | 20 | 20 | 20 | 20 | 20 | 20 | 20 | 20 | 20 | 20 | 20 | 20 | 20 | 20 | 20 | 20 | 20 | 20 | 20 | 20 | 20 | 20 | 20 | 20 | 20 | 20 | 20 | 20 | 20 | 20 | 20 | 20 | 20
Rd départ | 540.4787 | 537.2484 | 533.8881 | 530.4354 | 526.9416 | 523.4737 | 520.1142 | 516.9595 | 514.1157 | 511.6922 | 509.7934 | 508.5082 | 507.9005 | 508.0019 | 508.8072 | 510.2757 | 512.3354 | 514.8924 | 517.8398 | 521.0682 | 524.4733 | 527.9624 | 531.457 | 534.8943 | 538.2268 | 541.4208 | 544.4541 | 547.3139 | 549.9951 | 552.4978 | 554.8261 | 556.9869 | 558.9887 | 560.8411 | 562.5541 | 564.1377 | 565.6016 | 566.9552 | 568.2075 | 569.3667 | 570.4405 | 571.4361 | 572.36 | 573.2182 | 574.0163 | 574.7591 | 575.4513 | 576.097 | 576.7 | 577.2638 | 577.7914 | 578.2856 | 578.7492 | 579.1844 | 579.5934 | 579.9782 | 580.3405 | 580.682 | 581.0043 | 581.3085 | 581.5962
angle en dg (Vr Irdd) | -40.4 | -38.03 | -35.51 | -32.81 | -29.93 | -26.89 | -23.66 | -20.27 | -16.73 | -13.05 | -9.26 | -5.38 | -1.45 | 2.49 | 6.41 | 10.26 | 14.03 | 17.68 | 21.18 | 24.53 | 27.7 | 30.71 | 33.53 | 36.19 | 38.67 | 41 | 43.17 | 45.19 | 47.09 | 48.85 | 50.5 | 52.04 | 53.49 | 54.84 | 56.1 | 57.29 | 58.41 | 59.46 | 60.45 | 61.38 | 62.26 | 63.09 | 63.87 | 64.62 | 65.32 | 65.99 | 66.63 | 67.23 | 67.81 | 68.36 | 68.88 | 69.38 | 69.86 | 70.32 | 70.76 | 71.18 | 71.58 | 71.96 | 72.33 | 72.69 | 73.03
Test position IC | 1000 | 1000 | 1000 | 1000 | 1000 | 1000 | 1000 | 1000 | 1000 | 1000 | 1000 | 1000 | 1000 | 1000 | 1000 | 1000 | 1000 | 1000 | 1000 | 1000 | 1000 | 1000 | 1000 | 1000 | 1000 | 1000 | 1000 | 1000 | 1000 | 1000 | 1000 | 1000 | 1000 | 1000 | 1000 | 1000 | 1000 | 1000 | 1000 | 1000 | 1000 | 1000 | 1000 | 1000 | 1000 | 1000 | 1000 | 1000 | 1000 | 1000 | 1000 | 1000 | 1000 | 1000 | 1000 | 1000 | 1000 | 1000 | 1000 | 1000 | 1000
Position IC | 0 | 0 | 0 | 0 | 0 | 0 | 0 | 0 | 0 | 0 | 0 | 0 | 0 | 0 | 0 | 0 | 0 | 0 | 0 | 0 | 0 | 0 | 0 | 0 | 0 | 0 | 0 | 0 | 0 | 0 | 0 | 0 | 0 | 0 | 0 | 0 | 0 | 0 | 0 | 0 | 0 | 0 | 0 | 0 | 0 | 0 | 0 | 0 | 0 | 0 | 0 | 0 | 0 | 0 | 0 | 0 | 0 | 0 | 0 | 0 | 0
max PWH post iC | 97
Calcul de Xop/3 pour un Xos/3 |  |  | Rs | 40 |  | RN | Xo/3 // | Calcul de SI vers SW
Les données sont Xos/3 en fonction |  |  | Xos/3 | 6 | RPN 40 | 40 | 272 | Calcul de sensibilité PAH
de la puissance du transfo |  |  | angle (Rd) | 0.14889 | RPN 80 | 80 | 1072
|  |  | Z | 40.4475 | BPN 40 +j40 | 80 | 90
|  |  | 1/Xop/3 | 0.0036675 | Pour les transfos de 36 MVA 20 kV Xo/3 = entre 3,7 et 4,5 (réactance en série avec la mise à la terre du neutre)
|  |  | Xop/3 : | 272.6667 | Pour les transfos de 20 MVA 20 kV Xo/3 = entre 5,2 et 6,2
Rs | 40 | Rs+rs | 47 | Rp | 81.0426
Xs | 40 | Xs | 40 | Xp | 95.225
rs | 7 | Qs=Xs/rs | 0.85106
valeur de Rs | valeur Xls | valeur rs
40 | 40 | 7
Sensibilité PAH arrivée
| PAH | 20 | Zoamont impédance vue de l'arrivée en défaut |  |  |  | rpn : | 81.0426 | capa Att Sai | 0
| Vn: | 11777.9455 |  |  |  |  | Xop/3 // : | 95.225
| UHTA | 20400 | I actif | 145.3304 |  |  | Iselfique | 123.6854
Capa Att Def | 0 | 10 | 20 | 30 | 40 | 50 | 60 | 70 | 80 | 90 | 100 | 110 | 120 | 130 | 140 | 150 | 160 | 170 | 180 | 190 | 200 | 210 | 220 | 230 | 240 | 250 | 260 | 270 | 280 | 290 | 300 | 310 | 320 | 330 | 340 | 350 | 360 | 370 | 380 | 390 | 400 | 410 | 420 | 430 | 440 | 450 | 460 | 470 | 480 | 490 | 500 | 510 | 520 | 530 | 540 | 550 | 560 | 570 | 580 | 590 | 600
(IC - IL) total | -123.6854 | -113.6854 | -103.6854 | -93.6854 | -83.6854 | -73.6854 | -63.6854 | -53.6854 | -43.6854 | -33.6854 | -23.6854 | -13.6854 | -3.6854 | 6.3146 | 16.3146 | 26.3146 | 36.3146 | 46.3146 | 56.3146 | 66.3146 | 76.3146 | 86.3146 | 96.3146 | 106.3146 | 116.3146 | 126.3146 | 136.3146 | 146.3146 | 156.3146 | 166.3146 | 176.3146 | 186.3146 | 196.3146 | 206.3146 | 216.3146 | 226.3146 | 236.3146 | 246.3146 | 256.3146 | 266.3146 | 276.3146 | 286.3146 | 296.3146 | 306.3146 | 316.3146 | 326.3146 | 336.3146 | 346.3146 | 356.3146 | 366.3146 | 376.3146 | 386.3146 | 396.3146 | 406.3146 | 416.3146 | 426.3146 | 436.3146 | 446.3146 | 456.3146 | 466.3146 | 476.3146
(IC-IL) amont | -123.6854 | -123.6854 | -123.6854 | -123.6854 | -123.6854 | -123.6854 | -123.6854 | -123.6854 | -123.6854 | -123.6854 | -123.6854 | -123.6854 | -123.6854 | -123.6854 | -123.6854 | -123.6854 | -123.6854 | -123.6854 | -123.6854 | -123.6854 | -123.6854 | -123.6854 | -123.6854 | -123.6854 | -123.6854 | -123.6854 | -123.6854 | -123.6854 | -123.6854 | -123.6854 | -123.6854 | -123.6854 | -123.6854 | -123.6854 | -123.6854 | -123.6854 | -123.6854 | -123.6854 | -123.6854 | -123.6854 | -123.6854 | -123.6854 | -123.6854 | -123.6854 | -123.6854 | -123.6854 | -123.6854 | -123.6854 | -123.6854 | -123.6854 | -123.6854 | -123.6854 | -123.6854 | -123.6854 | -123.6854 | -123.6854 | -123.6854 | -123.6854 | -123.6854 | -123.6854 | -123.6854
Iar D (franc) | 190.8376 | 190.8376 | 190.8376 | 190.8376 | 190.8376 | 190.8376 | 190.8376 | 190.8376 | 190.8376 | 190.8376 | 190.8376 | 190.8376 | 190.8376 | 190.8376 | 190.8376 | 190.8376 | 190.8376 | 190.8376 | 190.8376 | 190.8376 | 190.8376 | 190.8376 | 190.8376 | 190.8376 | 190.8376 | 190.8376 | 190.8376 | 190.8376 | 190.8376 | 190.8376 | 190.8376 | 190.8376 | 190.8376 | 190.8376 | 190.8376 | 190.8376 | 190.8376 | 190.8376 | 190.8376 | 190.8376 | 190.8376 | 190.8376 | 190.8376 | 190.8376 | 190.8376 | 190.8376 | 190.8376 | 190.8376 | 190.8376 | 190.8376 | 190.8376 | 190.8376 | 190.8376 | 190.8376 | 190.8376 | 190.8376 | 190.8376 | 190.8376 | 190.8376 | 190.8376 | 190.8376
Zo ar d | 61.7171 | 61.7171 | 61.7171 | 61.7171 | 61.7171 | 61.7171 | 61.7171 | 61.7171 | 61.7171 | 61.7171 | 61.7171 | 61.7171 | 61.7171 | 61.7171 | 61.7171 | 61.7171 | 61.7171 | 61.7171 | 61.7171 | 61.7171 | 61.7171 | 61.7171 | 61.7171 | 61.7171 | 61.7171 | 61.7171 | 61.7171 | 61.7171 | 61.7171 | 61.7171 | 61.7171 | 61.7171 | 61.7171 | 61.7171 | 61.7171 | 61.7171 | 61.7171 | 61.7171 | 61.7171 | 61.7171 | 61.7171 | 61.7171 | 61.7171 | 61.7171 | 61.7171 | 61.7171 | 61.7171 | 61.7171 | 61.7171 | 61.7171 | 61.7171 | 61.7171 | 61.7171 | 61.7171 | 61.7171 | 61.7171 | 61.7171 | 61.7171 | 61.7171 | 61.7171 | 61.7171
Vo= Zoard Iard | 1234.3419 | 1234.3419 | 1234.3419 | 1234.3419 | 1234.3419 | 1234.3419 | 1234.3419 | 1234.3419 | 1234.3419 | 1234.3419 | 1234.3419 | 1234.3419 | 1234.3419 | 1234.3419 | 1234.3419 | 1234.3419 | 1234.3419 | 1234.3419 | 1234.3419 | 1234.3419 | 1234.3419 | 1234.3419 | 1234.3419 | 1234.3419 | 1234.3419 | 1234.3419 | 1234.3419 | 1234.3419 | 1234.3419 | 1234.3419 | 1234.3419 | 1234.3419 | 1234.3419 | 1234.3419 | 1234.3419 | 1234.3419 | 1234.3419 | 1234.3419 | 1234.3419 | 1234.3419 | 1234.3419 | 1234.3419 | 1234.3419 | 1234.3419 | 1234.3419 | 1234.3419 | 1234.3419 | 1234.3419 | 1234.3419 | 1234.3419 | 1234.3419 | 1234.3419 | 1234.3419 | 1234.3419 | 1234.3419 | 1234.3419 | 1234.3419 | 1234.3419 | 1234.3419 | 1234.3419 | 1234.3419
Iactif | 15.2308 | 15.2308 | 15.2308 | 15.2308 | 15.2308 | 15.2308 | 15.2308 | 15.2308 | 15.2308 | 15.2308 | 15.2308 | 15.2308 | 15.2308 | 15.2308 | 15.2308 | 15.2308 | 15.2308 | 15.2308 | 15.2308 | 15.2308 | 15.2308 | 15.2308 | 15.2308 | 15.2308 | 15.2308 | 15.2308 | 15.2308 | 15.2308 | 15.2308 | 15.2308 | 15.2308 | 15.2308 | 15.2308 | 15.2308 | 15.2308 | 15.2308 | 15.2308 | 15.2308 | 15.2308 | 15.2308 | 15.2308 | 15.2308 | 15.2308 | 15.2308 | 15.2308 | 15.2308 | 15.2308 | 15.2308 | 15.2308 | 15.2308 | 15.2308 | 15.2308 | 15.2308 | 15.2308 | 15.2308 | 15.2308 | 15.2308 | 15.2308 | 15.2308 | 15.2308 | 15.2308
Pr (kW) | 56.4 | 56.4 | 56.4 | 56.4 | 56.4 | 56.4 | 56.4 | 56.4 | 56.4 | 56.4 | 56.4 | 56.4 | 56.4 | 56.4 | 56.4 | 56.4 | 56.4 | 56.4 | 56.4 | 56.4 | 56.4 | 56.4 | 56.4 | 56.4 | 56.4 | 56.4 | 56.4 | 56.4 | 56.4 | 56.4 | 56.4 | 56.4 | 56.4 | 56.4 | 56.4 | 56.4 | 56.4 | 56.4 | 56.4 | 56.4 | 56.4 | 56.4 | 56.4 | 56.4 | 56.4 | 56.4 | 56.4 | 56.4 | 56.4 | 56.4 | 56.4 | 56.4 | 56.4 | 56.4 | 56.4 | 56.4 | 56.4 | 56.4 | 56.4 | 56.4 | 56.4
angle désa | -0.70511 | -0.66383 | -0.61969 | -0.5726 | -0.52246 | -0.46925 | -0.41301 | -0.35385 | -0.292 | -0.22776 | -0.16156 | -0.093891 | -0.025354 | 0.043422 | 0.11179 | 0.17913 | 0.24486 | 0.30851 | 0.36968 | 0.42808 | 0.48353 | 0.53594 | 0.58527 | 0.63158 | 0.67495 | 0.71551 | 0.7534 | 0.78877 | 0.8218 | 0.85263 | 0.88143 | 0.90835 | 0.93354 | 0.95712 | 0.97922 | 0.99995 | 1.0194 | 1.0377 | 1.055 | 1.0713 | 1.0866 | 1.1011 | 1.1148 | 1.1278 | 1.1401 | 1.1518 | 1.1629 | 1.1735 | 1.1835 | 1.1931 | 1.2022 | 1.211 | 1.2193 | 1.2273 | 1.2349 | 1.2423 | 1.2493 | 1.256 | 1.2625 | 1.2687 | 1.2747
angle VoV1 | 3.8451 | 3.8038 | 3.7597 | 3.7126 | 3.6625 | 3.6092 | 3.553 | 3.4939 | 3.432 | 3.3678 | 3.3016 | 3.2339 | 3.1654 | 3.0966 | 3.0282 | 2.9609 | 2.8951 | 2.8315 | 2.7703 | 2.7119 | 2.6565 | 2.6041 | 2.5547 | 2.5084 | 2.465 | 2.4245 | 2.3866 | 2.3512 | 2.3182 | 2.2874 | 2.2586 | 2.2316 | 2.2065 | 2.1829 | 2.1608 | 2.14 | 2.1206 | 2.1023 | 2.085 | 2.0687 | 2.0534 | 2.0389 | 2.0252 | 2.0122 | 1.9999 | 1.9882 | 1.9771 | 1.9665 | 1.9565 | 1.9469 | 1.9378 | 1.929 | 1.9207 | 1.9127 | 1.9051 | 1.8977 | 1.8907 | 1.884 | 1.8775 | 1.8713 | 1.8653
Ax2 | 1 | 1 | 1 | 1 | 1 | 1 | 1 | 1 | 1 | 1 | 1 | 1 | 1 | 1 | 1 | 1 | 1 | 1 | 1 | 1 | 1 | 1 | 1 | 1 | 1 | 1 | 1 | 1 | 1 | 1 | 1 | 1 | 1 | 1 | 1 | 1 | 1 | 1 | 1 | 1 | 1 | 1 | 1 | 1 | 1 | 1 | 1 | 1 | 1 | 1 | 1 | 1 | 1 | 1 | 1 | 1 | 1 | 1 | 1 | 1 | 1
Bx | 1882.5459 | 1946.8546 | 2011.9291 | 2077.0493 | 2141.3102 | 2203.6156 | 2262.6869 | 2317.0937 | 2365.3123 | 2405.8121 | 2437.1664 | 2458.176 | 2467.987 | 2466.1831 | 2452.8325 | 2428.4806 | 2394.0888 | 2350.9337 | 2300.4848 | 2244.2834 | 2183.8371 | 2120.541 | 2055.6273 | 1990.1405 | 1924.9338 | 1860.6797 | 1797.8884 | 1736.9307 | 1678.0618 | 1621.443 | 1567.1621 | 1515.2496 | 1465.6936 | 1418.4506 | 1373.455 | 1330.6261 | 1289.8736 | 1251.1017 | 1214.2124 | 1179.1075 | 1145.6905 | 1113.8677 | 1083.5489 | 1054.6477 | 1027.0824 | 1000.7753 | 975.6533 | 951.6477 | 928.6938 | 906.7311 | 885.7029 | 865.556 | 846.241 | 827.7113 | 809.9235 | 792.8372 | 776.4143 | 760.6193 | 745.4191 | 730.7826 | 716.6807
C | -137196400 | -137196400 | -137196400 | -137196400 | -137196400 | -137196400 | -137196400 | -137196400 | -137196400 | -137196400 | -137196400 | -137196400 | -137196400 | -137196400 | -137196400 | -137196400 | -137196400 | -137196400 | -137196400 | -137196400 | -137196400 | -137196400 | -137196400 | -137196400 | -137196400 | -137196400 | -137196400 | -137196400 | -137196400 | -137196400 | -137196400 | -137196400 | -137196400 | -137196400 | -137196400 | -137196400 | -137196400 | -137196400 | -137196400 | -137196400 | -137196400 | -137196400 | -137196400 | -137196400 | -137196400 | -137196400 | -137196400 | -137196400 | -137196400 | -137196400 | -137196400 | -137196400 | -137196400 | -137196400 | -137196400 | -137196400 | -137196400 | -137196400 | -137196400 | -137196400 | -137196400
D | 552329578.9162 | 552575842.7132 | 552833458.9032 | 553099733.6724 | 553370809.2603 | 553641521.9307 | 553905352.139 | 554154523.305 | 554380302.2625 | 554573531.8243 | 554725380.2551 | 554828229.3088 | 554876559.8629 | 554867658.9125 | 554801987.2329 | 554683118.0066 | 554517261.4185 | 554312489.2302 | 554077830.2541 | 553822407.7792 | 553554744.3959 | 553282294.3199 | 553011203.5906 | 552746259.037 | 552490970.1803 | 552247728.957 | 552018002.5647 | 551802528.2479 | 551601491.3433 | 551414677.5624 | 551241597.0249 | 551081581.4294 | 550933857.6912 | 550797602.051 | 550671978.61 | 550556165.8185 | 550449373.885 | 550350855.4948 | 550259911.7087 | 550175894.4674 | 550098206.7697 | 550026301.3132 | 549959678.1637 | 549897881.8615 | 549840498.2465 | 549787151.1976 | 549737499.4143 | 549691233.324 | 549648072.1649 | 549607761.269 | 549570069.5596 | 549534787.2601 | 549501723.8103 | 549470705.9777 | 549441576.1526 | 549414190.8108 | 549388419.1322 | 549364141.7581 | 549341249.6773 | 549319643.2255 | 549299231.188
solution 1 (V1) | 10809.5736 | 10780.0386 | 10750.2408 | 10720.5116 | 10691.2624 | 10662.9863 | 10636.2535 | 10611.6966 | 10589.9848 | 10571.7864 | 10557.7212 | 10548.308 | 10543.9155 | 10544.723 | 10550.7013 | 10561.6155 | 10577.0507 | 10596.4541 | 10619.1865 | 10644.5742 | 10671.9535 | 10700.7062 | 10730.2815 | 10760.2079 | 10790.0963 | 10819.636 | 10848.5875 | 10876.7733 | 10904.0681 | 10930.3887 | 10955.6864 | 10979.9386 | 11003.1433 | 11025.3135 | 11046.473 | 11066.6536 | 11085.892 | 11104.2281 | 11121.7035 | 11138.3605 | 11154.241 | 11169.3859 | 11183.8351 | 11197.6269 | 11210.7978 | 11223.3826 | 11235.4141 | 11246.9236 | 11257.9403 | 11268.4918 | 11278.604 | 11288.3011 | 11297.6061 | 11306.5401 | 11315.1233 | 11323.3744 | 11331.311 | 11338.9495 | 11346.3054 | 11353.3932 | 11360.2265
solution 2 | -12692.1195 | -12726.8932 | -12762.1699 | -12797.5609 | -12832.5725 | -12866.6019 | -12898.9404 | -12928.7903 | -12955.2971 | -12977.5985 | -12994.8876 | -13006.484 | -13011.9025 | -13010.906 | -13003.5338 | -12990.0961 | -12971.1395 | -12947.3878 | -12919.6713 | -12888.8575 | -12855.7906 | -12821.2472 | -12785.9088 | -12750.3484 | -12715.0301 | -12680.3157 | -12646.4759 | -12613.704 | -12582.1298 | -12551.8318 | -12522.8485 | -12495.1882 | -12468.8369 | -12443.7641 | -12419.928 | -12397.2797 | -12375.7656 | -12355.3298 | -12335.9159 | -12317.468 | -12299.9315 | -12283.2536 | -12267.384 | -12252.2746 | -12237.8802 | -12224.1579 | -12211.0675 | -12198.5713 | -12186.6341 | -12175.2229 | -12164.3069 | -12153.8572 | -12143.847 | -12134.2514 | -12125.0468 | -12116.2116 | -12107.7253 | -12099.5688 | -12091.7246 | -12084.1758 | -12076.9071
I actif (réel) | 15.2308 | 15.2308 | 15.2308 | 15.2308 | 15.2308 | 15.2308 | 15.2308 | 15.2308 | 15.2308 | 15.2308 | 15.2308 | 15.2308 | 15.2308 | 15.2308 | 15.2308 | 15.2308 | 15.2308 | 15.2308 | 15.2308 | 15.2308 | 15.2308 | 15.2308 | 15.2308 | 15.2308 | 15.2308 | 15.2308 | 15.2308 | 15.2308 | 15.2308 | 15.2308 | 15.2308 | 15.2308 | 15.2308 | 15.2308 | 15.2308 | 15.2308 | 15.2308 | 15.2308 | 15.2308 | 15.2308 | 15.2308 | 15.2308 | 15.2308 | 15.2308 | 15.2308 | 15.2308 | 15.2308 | 15.2308 | 15.2308 | 15.2308 | 15.2308 | 15.2308 | 15.2308 | 15.2308 | 15.2308 | 15.2308 | 15.2308 | 15.2308 | 15.2308 | 15.2308 | 15.2308
angle desa ard | -0.70511 | -0.70511 | -0.70511 | -0.70511 | -0.70511 | -0.70511 | -0.70511 | -0.70511 | -0.70511 | -0.70511 | -0.70511 | -0.70511 | -0.70511 | -0.70511 | -0.70511 | -0.70511 | -0.70511 | -0.70511 | -0.70511 | -0.70511 | -0.70511 | -0.70511 | -0.70511 | -0.70511 | -0.70511 | -0.70511 | -0.70511 | -0.70511 | -0.70511 | -0.70511 | -0.70511 | -0.70511 | -0.70511 | -0.70511 | -0.70511 | -0.70511 | -0.70511 | -0.70511 | -0.70511 | -0.70511 | -0.70511 | -0.70511 | -0.70511 | -0.70511 | -0.70511 | -0.70511 | -0.70511 | -0.70511 | -0.70511 | -0.70511 | -0.70511 | -0.70511 | -0.70511 | -0.70511 | -0.70511 | -0.70511 | -0.70511 | -0.70511 | -0.70511 | -0.70511 | -0.70511
Iard imaginaire | -12.9624 | -12.9624 | -12.9624 | -12.9624 | -12.9624 | -12.9624 | -12.9624 | -12.9624 | -12.9624 | -12.9624 | -12.9624 | -12.9624 | -12.9624 | -12.9624 | -12.9624 | -12.9624 | -12.9624 | -12.9624 | -12.9624 | -12.9624 | -12.9624 | -12.9624 | -12.9624 | -12.9624 | -12.9624 | -12.9624 | -12.9624 | -12.9624 | -12.9624 | -12.9624 | -12.9624 | -12.9624 | -12.9624 | -12.9624 | -12.9624 | -12.9624 | -12.9624 | -12.9624 | -12.9624 | -12.9624 | -12.9624 | -12.9624 | -12.9624 | -12.9624 | -12.9624 | -12.9624 | -12.9624 | -12.9624 | -12.9624 | -12.9624 | -12.9624 | -12.9624 | -12.9624 | -12.9624 | -12.9624 | -12.9624 | -12.9624 | -12.9624 | -12.9624 | -12.9624 | -12.9624
I ard | #NAME? | #NAME? | #NAME? | #NAME? | #NAME? | #NAME? | #NAME? | #NAME? | #NAME? | #NAME? | #NAME? | #NAME? | #NAME? | #NAME? | #NAME? | #NAME? | #NAME? | #NAME? | #NAME? | #NAME? | #NAME? | #NAME? | #NAME? | #NAME? | #NAME? | #NAME? | #NAME? | #NAME? | #NAME? | #NAME? | #NAME? | #NAME? | #NAME? | #NAME? | #NAME? | #NAME? | #NAME? | #NAME? | #NAME? | #NAME? | #NAME? | #NAME? | #NAME? | #NAME? | #NAME? | #NAME? | #NAME? | #NAME? | #NAME? | #NAME? | #NAME? | #NAME? | #NAME? | #NAME? | #NAME? | #NAME? | #NAME? | #NAME? | #NAME? | #NAME? | #NAME?
module I ard | #NAME? | #NAME? | #NAME? | #NAME? | #NAME? | #NAME? | #NAME? | #NAME? | #NAME? | #NAME? | #NAME? | #NAME? | #NAME? | #NAME? | #NAME? | #NAME? | #NAME? | #NAME? | #NAME? | #NAME? | #NAME? | #NAME? | #NAME? | #NAME? | #NAME? | #NAME? | #NAME? | #NAME? | #NAME? | #NAME? | #NAME? | #NAME? | #NAME? | #NAME? | #NAME? | #NAME? | #NAME? | #NAME? | #NAME? | #NAME? | #NAME? | #NAME? | #NAME? | #NAME? | #NAME? | #NAME? | #NAME? | #NAME? | #NAME? | #NAME? | #NAME? | #NAME? | #NAME? | #NAME? | #NAME? | #NAME? | #NAME? | #NAME? | #NAME? | #NAME? | #NAME?
Ic ard réduit | 0 | 1.048 | 2.096 | 3.144 | 4.192 | 5.2401 | 6.2881 | 7.3361 | 8.3841 | 9.4321 | 10.4801 | 11.5281 | 12.5761 | 13.6241 | 14.6722 | 15.7202 | 16.7682 | 17.8162 | 18.8642 | 19.9122 | 20.9602 | 22.0082 | 23.0562 | 24.1043 | 25.1523 | 26.2003 | 27.2483 | 28.2963 | 29.3443 | 30.3923 | 31.4403 | 32.4883 | 33.5364 | 34.5844 | 35.6324 | 36.6804 | 37.7284 | 38.7764 | 39.8244 | 40.8724 | 41.9204 | 42.9685 | 44.0165 | 45.0645 | 46.1125 | 47.1605 | 48.2085 | 49.2565 | 50.3045 | 51.3526 | 52.4006 | 53.4486 | 54.4966 | 55.5446 | 56.5926 | 57.6406 | 58.6886 | 59.7366 | 60.7847 | 61.8327 | 62.8807
Ic ard réduit | #NAME? | #NAME? | #NAME? | #NAME? | #NAME? | #NAME? | #NAME? | #NAME? | #NAME? | #NAME? | #NAME? | #NAME? | #NAME? | #NAME? | #NAME? | #NAME? | #NAME? | #NAME? | #NAME? | #NAME? | #NAME? | #NAME? | #NAME? | #NAME? | #NAME? | #NAME? | #NAME? | #NAME? | #NAME? | #NAME? | #NAME? | #NAME? | #NAME? | #NAME? | #NAME? | #NAME? | #NAME? | #NAME? | #NAME? | #NAME? | #NAME? | #NAME? | #NAME? | #NAME? | #NAME? | #NAME? | #NAME? | #NAME? | #NAME? | #NAME? | #NAME? | #NAME? | #NAME? | #NAME? | #NAME? | #NAME? | #NAME? | #NAME? | #NAME? | #NAME? | #NAME?
Idéf.= Iard + Ic ard | #NAME? | #NAME? | #NAME? | #NAME? | #NAME? | #NAME? | #NAME? | #NAME? | #NAME? | #NAME? | #NAME? | #NAME? | #NAME? | #NAME? | #NAME? | #NAME? | #NAME? | #NAME? | #NAME? | #NAME? | #NAME? | #NAME? | #NAME? | #NAME? | #NAME? | #NAME? | #NAME? | #NAME? | #NAME? | #NAME? | #NAME? | #NAME? | #NAME? | #NAME? | #NAME? | #NAME? | #NAME? | #NAME? | #NAME? | #NAME? | #NAME? | #NAME? | #NAME? | #NAME? | #NAME? | #NAME? | #NAME? | #NAME? | #NAME? | #NAME? | #NAME? | #NAME? | #NAME? | #NAME? | #NAME? | #NAME? | #NAME? | #NAME? | #NAME? | #NAME? | #NAME?
Idef (module) | #NAME? | #NAME? | #NAME? | #NAME? | #NAME? | #NAME? | #NAME? | #NAME? | #NAME? | #NAME? | #NAME? | #NAME? | #NAME? | #NAME? | #NAME? | #NAME? | #NAME? | #NAME? | #NAME? | #NAME? | #NAME? | #NAME? | #NAME? | #NAME? | #NAME? | #NAME? | #NAME? | #NAME? | #NAME? | #NAME? | #NAME? | #NAME? | #NAME? | #NAME? | #NAME? | #NAME? | #NAME? | #NAME? | #NAME? | #NAME? | #NAME? | #NAME? | #NAME? | #NAME? | #NAME? | #NAME? | #NAME? | #NAME? | #NAME? | #NAME? | #NAME? | #NAME? | #NAME? | #NAME? | #NAME? | #NAME? | #NAME? | #NAME? | #NAME? | #NAME? | #NAME?
Rd = V1 / Idef | #NAME? | #NAME? | #NAME? | #NAME? | #NAME? | #NAME? | #NAME? | #NAME? | #NAME? | #NAME? | #NAME? | #NAME? | #NAME? | #NAME? | #NAME? | #NAME? | #NAME? | #NAME? | #NAME? | #NAME? | #NAME? | #NAME? | #NAME? | #NAME? | #NAME? | #NAME? | #NAME? | #NAME? | #NAME? | #NAME? | #NAME? | #NAME? | #NAME? | #NAME? | #NAME? | #NAME? | #NAME? | #NAME? | #NAME? | #NAME? | #NAME? | #NAME? | #NAME? | #NAME? | #NAME? | #NAME? | #NAME? | #NAME? | #NAME? | #NAME? | #NAME? | #NAME? | #NAME? | #NAME? | #NAME? | #NAME? | #NAME? | #NAME? | #NAME? | #NAME? | #NAME?
Rd (test) | #NAME? | #NAME? | #NAME? | #NAME? | #NAME? | #NAME? | #NAME? | #NAME? | #NAME? | #NAME? | #NAME? | #NAME? | #NAME? | #NAME? | #NAME? | #NAME? | #NAME? | #NAME? | #NAME? | #NAME? | #NAME? | #NAME? | #NAME? | #NAME? | #NAME? | #NAME? | #NAME? | #NAME? | #NAME? | #NAME? | #NAME? | #NAME? | #NAME? | #NAME? | #NAME? | #NAME? | #NAME? | #NAME? | #NAME? | #NAME? | #NAME? | #NAME? | #NAME? | #NAME? | #NAME? | #NAME? | #NAME? | #NAME? | #NAME? | #NAME? | #NAME? | #NAME? | #NAME? | #NAME? | #NAME? | #NAME? | #NAME? | #NAME? | #NAME? | #NAME? | #NAME?
Note on A25: Ir par rapport à -Vr
Note on A40: info venant de la feuille calcul NI
Note on B40: KYAG28: info venant de calcul NI
Note on C3: info venant de calcul NI

## calculBeta (hidden)
| Icas= | 0 | UHTA | 15400 | BETA mini | 0.76
| V= | 8891.1941
Icds |  | icas-il | b' | Rs | Xs | Rp | Xp
0 | 0 | -93.3704 | 1 | 47 | 40 | 81.0426 | 95.225
10 | 10 | -83.3704 | 0.95647
20 | 20 | -73.3704 | 0.91614 | Q
30 | 30 | -63.3704 | 0.87945 | 0.85106 |  | ir
40 | 40 | -53.3704 | 0.84687 |  |  | 109.7102
50 | 50 | -43.3704 | 0.81889 |  |  | il
60 | 60 | -33.3704 | 0.79599 |  |  | 93.3704
70 | 70 | -23.3704 | 0.77863 |  |  | icas-il
80 | 80 | -13.3704 | 0.76717 |  |  | -93.3704
90 | 90 | -3.3704 | 0.7619
100 | 100 | 6.6296 | 0.76293
110 | 110 | 16.6296 | 0.77024 |  | résistance Rs | self Xls | rs | résistance Rs | self Xls | rs
120 | 120 | 26.6296 | 0.78365 |  | nulle | J=ZoTransfo | nulle | 1e-09 | 4 | 1e-09 | self nulle = réactance série du transformateur = 4 ou 6 en fonction de Z0 du transfo
130 | 130 | 36.6296 | 0.80286 |  | 10 | j6 | 1 | 10 | 6 | 1
140 | 140 | 46.6296 | 0.82747 |  | 20 | j12 | 2 | 20 | 12 | 2
150 | 150 | 56.6296 | 0.85701 |  | 30 | j20 | 3(j12) | 30 | 20 | 3
160 | 160 | 66.6296 | 0.89098 |  | 40 | j30 | 4 | 40 | 30 | 4
170 | 170 | 76.6296 | 0.92891 |  | 50 | j40 | 5 | 50 | 40 | 5
180 | 180 | 86.6296 | 0.97033 |  | 60 | j50 | 6 | 60 | 50 | 6
190 | 190 | 96.6296 | 1.0148 |  | 70 | j60 | 7 (j40) | 70 | 60 | 7
200 | 200 | 106.6296 | 1.062 |  | 80 | j70 | 8 | 80 | 70 | 8
210 | 210 | 116.6296 | 1.1115 |  | 90 | j80 | 9 | 90 | 80 | 9
220 | 220 | 126.6296 | 1.163 |  | 100 | j90 | 10 | 100 | 90 | 10
230 | 230 | 136.6296 | 1.2163 |  | 110 | j100 | 11 | 110 | 100 | 11
240 | 240 | 146.6296 | 1.2712 |  | index Rs | index Xls | index rs
250 | 250 | 156.6296 | 1.3274 |  | 5 | 6 | 8
260 | 260 | 166.6296 | 1.3848 |  | valeur de Rs | valeur Xls | valeur rs
270 | 270 | 176.6296 | 1.4433 |  | 40 | 40 | 7
280 | 280 | 186.6296 | 1.5027
290 | 290 | 196.6296 | 1.563
300 | 300 | 206.6296 | 1.6239
310 | 310 | 216.6296 | 1.6855
320 | 320 | 226.6296 | 1.7478
330 | 330 | 236.6296 | 1.8105
340 | 340 | 246.6296 | 1.8737
350 | 350 | 256.6296 | 1.9373
360 | 360 | 266.6296 | 2.0013
370 | 370 | 276.6296 | 2.0657
380 | 380 | 286.6296 | 2.1304
390 | 390 | 296.6296 | 2.1953
400 | 400 | 306.6296 | 2.2606
410 | 410 | 316.6296 | 2.326
420 | 420 | 326.6296 | 2.3917
430 | 430 | 336.6296 | 2.4576
440 | 440 | 346.6296 | 2.5237
450 | 450 | 356.6296 | 2.59
460 | 460 | 366.6296 | 2.6564
470 | 470 | 376.6296 | 2.723
480 | 480 | 386.6296 | 2.7897
490 | 490 | 396.6296 | 2.8565
500 | 500 | 406.6296 | 2.9235
510 | 510 | 416.6296 | 2.9906
520 | 520 | 426.6296 | 3.0577
530 | 530 | 436.6296 | 3.125
540 | 540 | 446.6296 | 3.1924
550 | 550 | 456.6296 | 3.2598
560 | 560 | 466.6296 | 3.3274
570 | 570 | 476.6296 | 3.395
580 | 580 | 486.6296 | 3.4627
590 | 590 | 496.6296 | 3.5304
600 | 600 | 506.6296 | 3.5982
610 | 610 | 516.6296 | 3.6661
620 | 620 | 526.6296 | 3.734
630 | 630 | 536.6296 | 3.802
640 | 640 | 546.6296 | 3.87
650 | 650 | 556.6296 | 3.9381
660 | 660 | 566.6296 | 4.0062
670 | 670 | 576.6296 | 4.0744
680 | 680 | 586.6296 | 4.1426
690 | 690 | 596.6296 | 4.2109
700 | 700 | 606.6296 | 4.2792
710 | 710 | 616.6296 | 4.3475
720 | 720 | 626.6296 | 4.4158
730 | 730 | 636.6296 | 4.4842
740 | 740 | 646.6296 | 4.5526
750 | 750 | 656.6296 | 4.6211
760 | 760 | 666.6296 | 4.6896
770 | 770 | 676.6296 | 4.7581
780 | 780 | 686.6296 | 4.8266
790 | 790 | 696.6296 | 4.8952
800 | 800 | 706.6296 | 4.9637